## Toelichting
Kolom | Toelichting
Let op | Aan deze lijst kunnen geen rechten worden ontleend.
Meldcode | Uniek kenmerk om te gebruiken in de ISDE aanvraag.
Fabrikant | Naam van de fabrikant.
Type | Het type appapraat.
Vermogen (kW) | Het vermogen van de warmtepomp om warmte af te geven, uitgedrukt in kilowatt. Soms geeft een fabrikant een hoger vermogen dan het subsidiabel vermogen. Dit komt door een verschil in de rekenmethode.
Koudemiddel | De chemische stof in de warmtepomp die wordt gebruikt om warmte af te geven. Er zijn verschillende soorten koudemiddelen met een verschillende impact op het milieu.
GWP | Dit is uitgedrukt in GWP (Global Warming Potentiaal), hoe lager het GWP, hoe minder schadelijk het koudemiddel is voor het milieu.
Subsidiebedrag | Het subsidiebedrag vanaf 1/1/2026.
Subsidiebedrag 2e warmtepomp | Het subsidiebedrag dat geldt voor een 2e lucht-water warmtepomp. Dit geldt zowel bij het installeren van 2 warmtepompen als bij het installeren van een nieuwe warmtepomp als er al een keer subsidie is ontvangen voor een lucht-water warmtepomp. Lucht-water warmtepompboilers worden niet meegerekend vo

## Meldcodes
MELDCODE | Fabrikant / Merknaam | Model | Vermogen (KW) | Subsidiebedrag | Subsidiebedragt 2e warmtepomp | NAAM_KOUDEMIDDEL | GWP | Categorie
KA01271 | Alpha Innotec | SWCV62K3 | 6 | €4.425 | €4.425 | R407C | 1774 | Grond-Water
KA01203 | Alpha Innotec | SWC 122K3 | 14 | €5.025 | €5.025 | R410A | 2088 | Grond-Water
KA30778 | Alpha Innotec | WZSV 63H1/3M (10082241) | 6 | €4.425 | €4.425 | R290 (Propaan) | 3 | Grond-Water
KA09012 | Alpha Innotec | WZSV122H3M | 12 | €4.725 | €4.725 | R407C | 1774 | Grond-Water
KA01190 | Alpha Innotec | WZS 122K3M | 14 | €5.025 | €5.025 | R410A | 2088 | Grond-Water
KA01288 | Alpha Innotec | WZSV62H3M | 6 | €4.425 | €4.425 | R407C | 1774 | Grond-Water
KA01270 | Alpha Innotec | SWCV162H3 | 16 | €5.325 | €5.325 | R407C | 1774 | Grond-Water
KA30779 | Alpha Innotec | WZSV 63K1/3M (10082341) | 6 | €4.425 | €4.425 | R290 (Propaan) | 3 | Grond-Water
KA01214 | Alpha Innotec | SW 192H3 | 21 | €6.075 | €6.075 | R410A | 2088 | Grond-Water
KA01213 | Alpha Innotec | SW 172H3 | 19 | €5.775 | €5.775 | R410A | 2088 | Grond-Water
KA01188 | Alpha Innotec | WZS 82K3M | 9 | €4.425 | €4.425 | R410A | 2088 | Grond-Water
KA01121 | Alpha Innotec | SWP 700H | 70 | €13.200 | €13.200 | R134A | 1430 | Grond-Water
KA01160 | Alpha Innotec | SWP 581 | 58 | €11.625 | €11.625 | R410A | 2088 | Grond-Water
KA04992 | Alpha Innotec | Alterra brine SW 232H3 | 22 | €6.225 | €6.225 | R410A | 2088 | Grond-Water
KA09013 | Alpha Innotec | SWCV122H3 | 12 | €4.725 | €4.725 | R407C | 1774 | Grond-Water
KA01212 | Alpha Innotec | SW 142H3 | 15 | €5.175 | €5.175 | R410A | 2088 | Grond-Water
KA09011 | Alpha Innotec | SWCV122K3 | 12 | €4.725 | €4.725 | R407C | 1774 | Grond-Water
KA31218 | Alpha Innotec | SWCV 63*1/3 | 6 | €4.425 | €4.425 | R290 (Propaan) | 3 | Grond-Water
KA01206 | Alpha Innotec | SWC 192K3 | 21 | €6.075 | €6.075 | R410A | 2088 | Grond-Water
KA10091 | Alpha Innotec | WZSV92H3M | 9 | €4.425 | €4.425 | R407C | 1774 | Grond-Water
KA01272 | Alpha Innotec | SWCV162K3 | 16 | €5.325 | €5.325 | R407C | 1774 | Grond-Water
KA04991 | Alpha Innotec | Alterra brine SW 262H3 | 26 | €6.825 | €6.825 | R410A | 2088 | Grond-Water
KA09010 | Alpha Innotec | WZSV122K3M | 12 | €4.725 | €4.725 | R407C | 1774 | Grond-Water
KA01158 | Alpha Innotec | SWP 371 | 37 | €8.475 | €8.475 | R410A | 2088 | Grond-Water
KA21770 | Alpha Innotec | WZSV 42K3MC | 4 | €4.425 | €4.425 | R410A | 2088 | Grond-Water
KA21769 | Alpha Innotec | WZSV 42K3M | 4 | €4.425 | €4.425 | R410A | 2088 | Grond-Water
KA01202 | Alpha Innotec | SWC 102K3 | 11 | €4.575 | €4.575 | R410A | 2088 | Grond-Water
KA01207 | Alpha Innotec | SW 42H3 | 6 | €4.425 | €4.425 | R410A | 2088 | Grond-Water
KA04993 | Alpha Innotec | Alterra brine SW 302H3 | 30 | €7.425 | €7.425 | R410A | 2088 | Grond-Water
KA01186 | Alpha Innotec | WZS 42K3M | 6 | €4.425 | €4.425 | R410A | 2088 | Grond-Water
KA10090 | Alpha Innotec | SWCV92K3 | 9 | €4.425 | €4.425 | R407C | 1774 | Grond-Water
KA01161 | Alpha Innotec | SWP 691 | 69 | €13.275 | €13.275 | R410A | 2088 | Grond-Water
KA01209 | Alpha Innotec | SW 82H3 | 9 | €4.425 | €4.425 | R410A | 2088 | Grond-Water
KA01205 | Alpha Innotec | SWC 172K3 | 19 | €5.775 | €5.775 | R410A | 2088 | Grond-Water
KA01290 | Alpha Innotec | WZSV62K3M | 6 | €4.425 | €4.425 | R407C | 1774 | Grond-Water
KA10089 | Alpha Innotec | WZSV92K3M | 9 | €4.425 | €4.425 | R407C | 1774 | Grond-Water
KA20133 | Bosch | Compress 7800i LWMF 6 | 6 | €4.425 | €4.425 | R410A | 2088 | Grond-Water
KA28483 | Bosch | Compress 7800i LWF 6 (2024) | 6 | €4.425 | €4.425 | R410A | 2088 | Grond-Water
KA16941 | Bosch | Compress 6000 LWM 4.5 | 5 | €4.200 | €4.200 | R410A | 2088 | Grond-Water
KA17391 | Bosch | Compress 7000 LW 22-2 | 21 | €6.075 | €6.075 | R410A | 2088 | Grond-Water
KA20135 | Bosch | Compress 7800i LWMF 12 | 13 | €4.875 | €4.875 | R410A | 2088 | Grond-Water
KA20134 | Bosch | Compress 7800i LWMF 8 | 8 | €4.425 | €4.425 | R410A | 2088 | Grond-Water
KA17394 | Bosch | Compress 7000 LW 48-2 | 47 | €9.975 | €9.975 | R410A | 2088 | Grond-Water
KA28485 | Bosch | Compress 7800i LWF 16 (2024) | 16 | €5.325 | €5.325 | R410A | 2088 | Grond-Water
KA17549 | Bosch | Compress 7001 LWMF 12 | 13 | €4.875 | €4.875 | R410A | 2088 | Grond-Water
KA20138 | Bosch | Compress 7800i LWF 8 | 8 | €4.425 | €4.425 | R410A | 2088 | Grond-Water
KA20136 | Bosch | Compress 7800i LWMF 16 | 16 | €5.325 | €5.325 | R410A | 2088 | Grond-Water
KA28818 | CTC | EcoPart i612M | 10 | €4.425 | €4.425 | R407C | 1774 | Grond-Water
KA20197 | CTC | CTC EcoPart 612M + EcoLogic | 10 | €4.425 | €4.425 | R407C | 1774 | Grond-Water
KA07798 | CTC | Gsi 12 | 10 | €4.425 | €4.425 | R407C | 1774 | Grond-Water
KA28819 | CTC | EcoPart i616M | 16 | €5.325 | €5.325 | R407C | 1774 | Grond-Water
KA28817 | CTC | EcoPart i608M | 7 | €4.425 | €4.425 | R407C | 1774 | Grond-Water
KA11489 | Clausius | classic HC 5-25 | 25 | €6.675 | €6.675 | R410A | 2088 | Grond-Water
KA11485 | Clausius | classic HC 3-15 | 14 | €5.025 | €5.025 | R410A | 2088 | Grond-Water
KA14970 | Clausius | classic HC 1-10 | 10 | €4.425 | €4.425 | R410A | 2088 | Grond-Water
KA16778 | Daikin | EGSA(H)(X)06D9W(G) | 6 | €4.425 | €4.425 | R032 | 675 | Grond-Water
KA16779 | Daikin | EGSA(H)(X)10D9W(G) | 9 | €4.425 | €4.425 | R032 | 675 | Grond-Water
KA11782 | Ecensy | SBW 60 | 6 | €4.425 | €4.425 | R410A | 2088 | Grond-Water
KA11783 | Ecensy | SBW 90 | 9 | €4.200 | €4.200 | R410A | 2088 | Grond-Water
KA11781 | Ecensy | SBW 45 | 4 | €4.425 | €4.425 | R410A | 2088 | Grond-Water
KA19371 | Ecoforest | ecoGEO 1-6 Pro (B en C) | 6 | €4.425 | €4.425 | R290 (Propaan) | 3 | Grond-Water
KA06786 | Ecoforest | EcoGeo HP 12-40 | 44 | €9.525 | €9.525 | R410A | 2088 | Grond-Water
KA06788 | Ecoforest | EcoGeo HP 15-70 | 59 | €11.775 | €11.775 | R410A | 2088 | Grond-Water
KA28858 | Ecoforest | ecoGEO PRO 2-10 (type B en C) | 10 | €4.425 | €4.425 | R290 (Propaan) | 3 | Grond-Water
KA03615 | Ecoforest | EcoGeo 5-22, type B of C | 25 | €6.675 | €6.675 | R410A | 2088 | Grond-Water
KA03614 | Ecoforest | EcoGeo 3-12, type B of C | 15 | €5.175 | €5.175 | R410A | 2088 | Grond-Water
KA28991 | Ecoforest | ecoGEO PRO 4-16 (type B en C) | 16 | €5.325 | €5.325 | R290 (Propaan) | 3 | Grond-Water
KA12889 | Ecoforest | EcoGeo 1-9 kW (B en C) | 9 | €4.425 | €4.425 | R410A | 2088 | Grond-Water
KA30923 | HR energy | Qube 1-4 | 5 | €4.425 | €4.425 | R032 | 675 | Grond-Water
KA27200 | HR energy | Qube | 8 | €4.425 | €4.425 | R032 | 675 | Grond-Water
KA31465 | Heliotherm | PR13E-M-WEB | 12 | €4.725 | €4.725 | R410A | 2088 | Grond-Water
KA31466 | Heliotherm | PR20E-M-WEB | 20 | €5.925 | €5.925 | R410A | 2088 | Grond-Water
KA28745 | Heliotherm | SNTM-S-3-10 | 7 | €4.425 | €4.425 | R290 (Propaan) | 3 | Grond-Water
KA11846 | Hotjet | 15W (GW) | 16 | €5.325 | €5.325 | R454B | 466 | Grond-Water
KA27380 | IGLU | AL07IWA*** | 7 | €4.425 | €4.425 | R410A | 2088 | Grond-Water
KA27382 | IGLU | AL12IWA*** | 12 | €4.725 | €4.725 | R410A | 2088 | Grond-Water
KA27384 | IGLU | AL18IWA*** | 16 | €5.325 | €5.325 | R410A | 2088 | Grond-Water
KA27383 | IGLU | AL18INA*** | 16 | €5.325 | €5.325 | R410A | 2088 | Grond-Water
KA27379 | IGLU | AL07INA*** | 7 | €4.425 | €4.425 | R410A | 2088 | Grond-Water
KA27381 | IGLU | AL12INA*** | 12 | €4.725 | €4.725 | R410A | 2088 | Grond-Water
KA28020 | Itho Daalderop | 03-00758 WPU 75GE-5G | 7 | €4.200 | €4.200 | R134A | 1430 | Grond-Water
KA28019 | Itho Daalderop | 03-00757 WPU 65GE-5G | 6 | €4.200 | €4.200 | R134A | 1430 | Grond-Water
KA28018 | Itho Daalderop | 03-00756 WPU 55GE-5G | 5 | €4.200 | €4.200 | R134A | 1430 | Grond-Water
KA21190 | M-TEC | RuralECO WPS412 (B/W) | 11 | €4.575 | €4.575 | R410A | 2088 | Grond-Water
KA21194 | M-TEC | UrbanECO Compact 26 (B/W) | 6 | €4.425 | €4.425 | R410A | 2088 | Grond-Water
KA30842 | M-TEC | WPS26-V2 | 7 | €4.425 | €4.425 | R410A | 2088 | Grond-Water
KA21192 | M-TEC | RuralECO WPS618 (B/W) | 16 | €5.325 | €5.325 | R410A | 2088 | Grond-Water
KA11475 | Mastertherm | AQ26I | 9 | €4.425 | €4.425 | R410A | 2088 | Grond-Water
KA00090 | Mastertherm | AQ30I | 11 | €4.575 | €4.575 | R410A | 2088 | Grond-Water
KA07399 | Mastertherm | AQ60I | 33 | €7.875 | €7.875 | R410A | 2088 | Grond-Water
KA00091 | Mastertherm | AQ45I | 21 | €6.075 | €6.075 | R410A | 2088 | Grond-Water
KA00089 | Mastertherm | AQ22I | 7 | €4.425 | €4.425 | R410A | 2088 | Grond-Water
KA17361 | Mitsubishi Electric | EHGT17D-YM9ED | 11 | €4.575 | €4.575 | R032 | 675 | Grond-Water
KA17769 | NIBE | F1355-43 (R407C EP15) | 45 | €9.675 | €9.675 | R407C | 1774 | Grond-Water
KA01470 | NIBE | F1345-40 | 46 | €9.825 | €9.825 | R410A | 2088 | Grond-Water
KA01457 | NIBE | F1245-6 (PC) | 7 | €4.425 | €4.425 | R407C | 1774 | Grond-Water
KA01450 | NIBE | F1155-6 (PC) (B/W) | 6 | €4.425 | €4.425 | R407C | 1774 | Grond-Water
KA01469 | NIBE | F1345-30 | 35 | €8.175 | €8.175 | R407C | 1774 | Grond-Water
KA16383 | NIBE | S1255-6 | 6 | €4.425 | €4.425 | R407C | 1774 | Grond-Water
KA17768 | NIBE | F1355-28 (R407C EP15) | 28 | €7.125 | €7.125 | R407C | 1774 | Grond-Water
KA01451 | NIBE | F1255-6PC | 6 | €4.425 | €4.425 | R407C | 1774 | Grond-Water
KA27250 | NIBE | S1156-18 | 15 | €5.175 | €5.175 | R454B | 466 | Grond-Water
KA28048 | NIBE | F1253-6 PC | 6 | €4.425 | €4.425 | R407C | 1774 | Grond-Water
KA16380 | NIBE | S1155-6 PC | 6 | €4.425 | €4.425 | R407C | 1774 | Grond-Water
KA01458 | NIBE | F1245-8 (PC) | 9 | €4.425 | €4.425 | R407C | 1774 | Grond-Water
KA27348 | NIBE | S1256-13 | 11 | €4.575 | €4.575 | R454B | 466 | Grond-Water
KA16378 | NIBE | S1155-16 | 16 | €5.325 | €5.325 | R407C | 1774 | Grond-Water
KA04711 | NIBE | F1255-12 (B/W) | 12 | €4.725 | €4.725 | R407C | 1774 | Grond-Water
KA16384 | NIBE | S1255-6 PC | 6 | €4.425 | €4.425 | R407C | 1774 | Grond-Water
KA01468 | NIBE | F1345-24 | 28 | €7.125 | €7.125 | R407C | 1774 | Grond-Water
KA27346 | NIBE | S1156-13 | 11 | €4.575 | €4.575 | R454B | 466 | Grond-Water
KA16381 | NIBE | S1255-12 | 12 | €4.725 | €4.725 | R407C | 1774 | Grond-Water
KA16377 | NIBE | S1155-12 | 12 | €4.725 | €4.725 | R407C | 1774 | Grond-Water
KA16379 | NIBE | S1155-6 | 6 | €4.425 | €4.425 | R407C | 1774 | Grond-Water
KA28047 | NIBE | F1153-6 PC | 6 | €4.425 | €4.425 | R407C | 1774 | Grond-Water
KA11351 | NIBE | F1355-28 (R407C EP14) | 28 | €7.125 | €7.125 | R407C | 1774 | Grond-Water
KA20865 | NIBE | F1253-4(PC) (B/W) | 4 | €4.425 | €4.425 | R407C | 1774 | Grond-Water
KA27350 | NIBE | S1256-8(PC) | 8 | €4.425 | €4.425 | R454B | 466 | Grond-Water
KA27349 | NIBE | S1256-18 | 15 | €5.175 | €5.175 | R454B | 466 | Grond-Water
KA01467 | NIBE | F1145-17 | 20 | €5.700 | €5.700 | R407C | 1774 | Grond-Water
KA04710 | NIBE | F1155-12 (B/W) | 12 | €4.725 | €4.725 | R407C | 1774 | Grond-Water
KA01459 | NIBE | F1245-10 (PC) | 12 | €4.725 | €4.725 | R407C | 1774 | Grond-Water
KA01471 | NIBE | F1345-60 | 67 | €12.975 | €12.975 | R410A | 2088 | Grond-Water
KA01455 | NIBE | F1255-16 (B/W) | 16 | €5.325 | €5.325 | R407C | 1774 | Grond-Water
KA17909 | NIBE | S1155-25 | 25 | €6.675 | €6.675 | R410A | 2088 | Grond-Water
KA27347 | NIBE | S1156-8(PC) | 8 | €4.425 | €4.425 | R454B | 466 | Grond-Water
KA17767 | NIBE | F1355-43 (R410A EP14) | 45 | €9.675 | €9.675 | R410A | 2088 | Grond-Water
KA01464 | NIBE | F1145-10 (PC) | 12 | €4.725 | €4.725 | R407C | 1774 | Grond-Water
KA01466 | NIBE | F1145-15 | 18 | €5.625 | €5.625 | R407C | 1774 | Grond-Water
KA16382 | NIBE | S1255-16 | 16 | €5.325 | €5.325 | R407C | 1774 | Grond-Water
KA01454 | NIBE | F1155-16 (B/W) | 16 | €5.325 | €5.325 | R407C | 1774 | Grond-Water
KA11824 | Nilan | Geo 6 | 6 | €4.425 | €4.425 | R410A | 2088 | Grond-Water
KA04942 | Sirac | LSQ03RW | 8 | €4.200 | €4.200 | R407C | 1774 | Grond-Water
KA04945 | Sirac | LSQ04RW | 10 | €4.200 | €4.200 | R407C | 1774 | Grond-Water
KA04946 | Sirac | LSQ05RW | 13 | €4.650 | €4.650 | R407C | 1774 | Grond-Water
KA07463 | Sirac | LSQ10RW | 26 | €6.600 | €6.600 | R407C | 1774 | Grond-Water
KA05752 | SmartHeat | Classic-i 012 BWi | 12 | €4.500 | €4.500 | R410A | 2088 | Grond-Water
KA05757 | SmartHeat | Bravour-i 008 BWi | 8 | €4.200 | €4.200 | R410A | 2088 | Grond-Water
KA05753 | SmartHeat | Classic-i 024 BWi | 24 | €6.300 | €6.300 | R407C | 1774 | Grond-Water
KA05758 | SmartHeat | Bravour-i 012 BWi | 12 | €4.500 | €4.500 | R410A | 2088 | Grond-Water
KA19404 | Stiebel-Eltron | WPE-I 15 HKW 230 Premium (202481) | 14 | €5.025 | €5.025 | R454C | 146 | Grond-Water
KA30306 | Stiebel-Eltron | WPE-I 12.1 Plus H 400 | 11 | €4.575 | €4.575 | R290 (Propaan) | 3 | Grond-Water
KA16932 | Stiebel-Eltron | WPE-I 33 H 400 Premium (201412) | 33 | €7.875 | €7.875 | R410A | 2088 | Grond-Water
KA19398 | Stiebel-Eltron | WPE-I 06 HKW 230 Premium (238620) | 7 | €4.425 | €4.425 | R454C | 146 | Grond-Water
KA30304 | Stiebel-Eltron | WPE-I 07.1 Plus H 400 | 7 | €4.425 | €4.425 | R290 (Propaan) | 3 | Grond-Water
KA19401 | Stiebel-Eltron | WPE-I 12 HK 230 Premium (238616) | 12 | €4.725 | €4.725 | R454C | 146 | Grond-Water
KA19399 | Stiebel-Eltron | WPE-I 08 HK 230 Premium (238615) | 8 | €4.425 | €4.425 | R454C | 146 | Grond-Water
KA01600 | Stiebel-Eltron | WPF 16 Cool (232920) | 17 | €5.475 | €5.475 | R410A | 2088 | Grond-Water
KA30305 | Stiebel-Eltron | WPE-I 07.1 Plus HW 400 | 7 | €4.425 | €4.425 | R290 (Propaan) | 3 | Grond-Water
KA19403 | Stiebel-Eltron | WPE-I 15 HK 230 Premium (238617) | 14 | €5.025 | €5.025 | R454C | 146 | Grond-Water
KA19397 | Stiebel-Eltron | WPE-I 06 HK 230 Premium (238614) | 7 | €4.425 | €4.425 | R454C | 146 | Grond-Water
KA19402 | Stiebel-Eltron | WPE-I 12 HKW 230 Premium (202480) | 12 | €4.725 | €4.725 | R454C | 146 | Grond-Water
KA19400 | Stiebel-Eltron | WPE-I 08 HKW 230 Premium (238621) | 8 | €4.425 | €4.425 | R454C | 146 | Grond-Water
KA30307 | Stiebel-Eltron | WPE-I 12.1 Plus HW 400 | 11 | €4.575 | €4.575 | R290 (Propaan) | 3 | Grond-Water
KA19396 | Stiebel-Eltron | WPE-I 04 HKW 230 Premium (202616) | 4 | €4.425 | €4.425 | R454C | 146 | Grond-Water
KA21110 | Thermia | Calibra Eco Duo 8 | 7 | €4.200 | €4.200 | R452B | 675 | Grond-Water
KA16899 | Thermia | Atlas Duo 18 G-W | 16 | €5.325 | €5.325 | R410A | 2088 | Grond-Water
KA16660 | Thermia | Calibra 7 | 7 | €4.425 | €4.425 | R410A | 2088 | Grond-Water
KA30018 | Thermia | Mega Eco Se | 33 | €7.875 | €7.875 | R454B | 466 | Grond-Water
KA16895 | Thermia | Atlas 18 G-W | 16 | €5.325 | €5.325 | R410A | 2088 | Grond-Water
KA30017 | Thermia | Mega Eco S | 33 | €7.875 | €7.875 | R454B | 466 | Grond-Water
KA31463 | Thermia | Calibra RXT 7 400V | 7 | €4.425 | €4.425 | R290 (Propaan) | 3 | Grond-Water
KA21107 | Thermia | Calibra Eco 12 | 12 | €4.725 | €4.725 | R452B | 675 | Grond-Water
KA21108 | Thermia | Calibra Eco 16 | 16 | €5.325 | €5.325 | R452B | 675 | Grond-Water
KA16661 | Thermia | Calibra Duo 12 | 12 | €4.725 | €4.725 | R410A | 2088 | Grond-Water
KA31464 | Thermia | Calibra RXT 7 Duo 400V | 7 | €4.425 | €4.425 | R290 (Propaan) | 3 | Grond-Water
KA04972 | Thermia | MEGA M | 45 | €9.675 | €9.675 | R410A | 2088 | Grond-Water
KA21111 | Thermia | Calibra Eco Duo12 | 12 | €4.725 | €4.725 | R452B | 675 | Grond-Water
KA31459 | Thermia | Calibra RXT 12 230V | 11 | €4.575 | €4.575 | R290 (Propaan) | 3 | Grond-Water
KA28041 | Thermia | Calibra Eco Cool 8 400V BW | 7 | €4.425 | €4.425 | R452B | 675 | Grond-Water
KA16662 | Thermia | Calibra Duo 7 | 7 | €4.425 | €4.425 | R410A | 2088 | Grond-Water
KA31461 | Thermia | Calibra RXT 12 Duo 230V | 11 | €4.575 | €4.575 | R290 (Propaan) | 3 | Grond-Water
KA21206 | Thermia | Legend Duo 17 | 20 | €5.700 | €5.700 | R452B | 675 | Grond-Water
KA16893 | Thermia | Atlas 12 G-W | 10 | €4.425 | €4.425 | R410A | 2088 | Grond-Water
KA30016 | Thermia | Mega Eco M | 44 | €9.525 | €9.525 | R454B | 466 | Grond-Water
KA31460 | Thermia | Calibra RXT 12 400V | 11 | €4.575 | €4.575 | R290 (Propaan) | 3 | Grond-Water
KA30015 | Thermia | Mega Eco L | 58 | €11.625 | €11.625 | R454B | 466 | Grond-Water
KA31462 | Thermia | Calibra RXT 12 Duo 400V | 11 | €4.575 | €4.575 | R290 (Propaan) | 3 | Grond-Water
KA28040 | Thermia | Calibra Eco Cool 12 400V BW | 12 | €4.725 | €4.725 | R452B | 675 | Grond-Water
KA04970 | Thermia | MEGA L | 60 | €11.925 | €11.925 | R410A | 2088 | Grond-Water
KA16659 | Thermia | Calibra 12 | 12 | €4.725 | €4.725 | R410A | 2088 | Grond-Water
KA30145 | Triple Solar | PVT-Warmtepomp 5 | 5 | €4.425 | €4.425 | R290 (Propaan) | 3 | Grond-Water
KA01656 | Vaillant | flexoTHERM VWF 117/4 (0010016679) | 13 | €4.875 | €4.875 | R410A | 2088 | Grond-Water
KA01682 | Vaillant | geoTHERM VWS 61/3 (0010009068) | 7 | €4.425 | €4.425 | R407C | 1774 | Grond-Water
KA07227 | Vaillant | VWS 36/4 GEO AE | 3 | €4.200 | €4.200 | R410A | 2088 | Grond-Water
KA01647 | Vaillant | flexoCOMPACT VWF 118/4 (0010016684) | 13 | €4.875 | €4.875 | R410A | 2088 | Grond-Water
KA01653 | Vaillant | flexoTHERM VWF 87/4 (0010016678) | 10 | €4.425 | €4.425 | R410A | 2088 | Grond-Water
KA01662 | Vaillant | flexoTHERM VWF 197/4 (0010016681) | 22 | €6.225 | €6.225 | R410A | 2088 | Grond-Water
KA01650 | Vaillant | flexoTHERM VWF 57/4 (0010016677) | 6 | €4.425 | €4.425 | R410A | 2088 | Grond-Water
KA01644 | Vaillant | flexoCOMPACT VWF 88/4 (0010016683) | 10 | €4.425 | €4.425 | R410A | 2088 | Grond-Water
KA01674 | Vaillant | geoTHERM VWS 36/4 230 V (0010013075) | 3 | €4.200 | €4.200 | R410A | 2088 | Grond-Water
KA01641 | Vaillant | flexoCOMPACT VWF 58/4 (0010016682) | 6 | €4.425 | €4.425 | R410A | 2088 | Grond-Water
KA10220 | Vaillant | geoTHERM VWS 36/4.1 230 V (0010022462) | 3 | €4.200 | €4.200 | R410A | 2088 | Grond-Water
KA01659 | Vaillant | flexoTHERM VWF 157/4 (0010016680) | 17 | €5.475 | €5.475 | R410A | 2088 | Grond-Water
KA16280 | Viessmann | Vitocal 222-G BWT 221.B06 | 7 | €4.425 | €4.425 | R410A | 2088 | Grond-Water
KA18004 | Viessmann | Vitocal 300-G BWC 301.C16 | 15 | €5.175 | €5.175 | R410A | 2088 | Grond-Water
KA17807 | Viessmann | Vitocal 300-G BWC 301.C12 | 11 | €4.575 | €4.575 | R410A | 2088 | Grond-Water
KA05289 | Viessmann | Vitocal 300-G BW 301.A29 | 33 | €7.875 | €7.875 | R410A | 2088 | Grond-Water
KA04802 | Viessmann | Vitocal 300-G BWC 301.B06 | 6 | €4.425 | €4.425 | R410A | 2088 | Grond-Water
KA17967 | Viessmann | Vitocal 200-G BWC201.B17 | 17 | €5.475 | €5.475 | R410A | 2088 | Grond-Water
KA17907 | Viessmann | Vitocal 300-G BWC 301.C06 | 6 | €4.425 | €4.425 | R410A | 2088 | Grond-Water
KA16282 | Viessmann | Vitocal 222-G BWT 221.B10 | 12 | €4.725 | €4.725 | R410A | 2088 | Grond-Water
KA16283 | Viessmann | Vitocal 333-G C06 | 6 | €4.425 | €4.425 | R410A | 2088 | Grond-Water
KA16284 | Viessmann | Vitocal 333-G C12 | 12 | €4.725 | €4.725 | R410A | 2088 | Grond-Water
KA17856 | Viessmann | Vitocal 200-G BWC201.B13 | 13 | €4.875 | €4.875 | R410A | 2088 | Grond-Water
KA16835 | Warmblauw | HP3BW 12N(P)(C) | 16 | €5.325 | €5.325 | R410A | 2088 | Grond-Water
KA16187 | Warmblauw | HP3BW 07N(P)(C) | 9 | €4.425 | €4.425 | R410A | 2088 | Grond-Water
KA29309 | Waterkotte | EcoTouch 5014.5 Ai NC ETG014515W | 10 | €4.425 | €4.425 | R410A | 2088 | Grond-Water
KA01941 | Weishaupt/Monarch | WWP S 11 ID | 11 | €4.575 | €4.575 | R410A | 2088 | Grond-Water
KA24233 | Weishaupt/Monarch | WGB 14-A-MD-I | 14 | €5.025 | €5.025 | R410A | 2088 | Grond-Water
KA24234 | Weishaupt/Monarch | WGB 8-A-MD-I | 9 | €4.425 | €4.425 | R410A | 2088 | Grond-Water
KA01938 | Weishaupt/Monarch | WWP S 8 ID | 8 | €4.425 | €4.425 | R410A | 2088 | Grond-Water
KA06383 | Wolf | BWS-1-16 | 18 | €5.625 | €5.625 | R407C | 1774 | Grond-Water
KA06382 | Wolf | BWS-1-12 | 12 | €4.725 | €4.725 | R410A | 2088 | Grond-Water
KA15404 | iDM | Terra SWM 6-17 (G/W) | 21 | €6.075 | €6.075 | R410A | 2088 | Grond-Water
KA19526 | A.O. Smith | AWHP 30 | 19 | €5.300 | €4.275 | R410A | 2088 | Lucht-Water
KA19532 | A.O. Smith | AWHP 90 | 56 | €13.625 | €12.600 | R410A | 2088 | Lucht-Water
KA19529 | A.O. Smith | AWHP 60 | 38 | €9.575 | €8.550 | R410A | 2088 | Lucht-Water
KA19527 | A.O. Smith | AWHP 40 | 26 | €6.875 | €5.850 | R410A | 2088 | Lucht-Water
KA22384 | AAA New Energy | AAA-060-DKZLRS-A | 16 | €4.825 | €3.600 | R032 | 675 | Lucht-Water
KA22383 | AAA New Energy | AAA-050-DKZLRS-A | 15 | €4.400 | €3.375 | R032 | 675 | Lucht-Water
KA22386 | AAA New Energy | AAA-100-DKZLRS-A | 23 | €6.400 | €5.175 | R032 | 675 | Lucht-Water
KA30028 | AEROWATT | AW-HC14T | 10 | €3.475 | €2.250 | R290 (Propaan) | 3 | Lucht-Water
KA30030 | AEROWATT | AW-HC6S | 4 | €2.125 | €900 | R290 (Propaan) | 3 | Lucht-Water
KA27400 | AEROWATT | AWHCW060-T | 11 | €3.700 | €2.475 | R290 (Propaan) | 3 | Lucht-Water
KA30029 | AEROWATT | AW-HC23T | 15 | €4.600 | €3.375 | R290 (Propaan) | 3 | Lucht-Water
KA30031 | AEROWATT | AW-HC9S | 6 | €2.575 | €1.350 | R290 (Propaan) | 3 | Lucht-Water
KA27399 | AEROWATT | AWHCW040-T | 8 | €3.025 | €1.800 | R290 (Propaan) | 3 | Lucht-Water
KA27398 | AEROWATT | AWHCW020-S | 4 | €2.125 | €900 | R290 (Propaan) | 3 | Lucht-Water
KA25417 | ALPS EXCLUSIVE | AE-08301-MO-V2 | 5 | €2.350 | €1.125 | R290 (Propaan) | 3 | Lucht-Water
KA25418 | ALPS EXCLUSIVE | AE-11403-MO-V2 | 8 | €2.825 | €1.800 | R290 (Propaan) | 3 | Lucht-Water
KA29829 | ALPS EXCLUSIVE | AE-06001-MO-V2 | 4 | €2.125 | €900 | R290 (Propaan) | 3 | Lucht-Water
KA24963 | ALPS EXCLUSIVE | AE-18203-MO | 14 | €4.375 | €3.150 | R032 | 675 | Lucht-Water
KA25420 | ALPS EXCLUSIVE | AE-22003-MO-V2 | 12 | €3.925 | €2.700 | R290 (Propaan) | 3 | Lucht-Water
KA24961 | ALPS EXCLUSIVE | AE-08401-MO | 5 | €2.350 | €1.125 | R032 | 675 | Lucht-Water
KA29830 | ALPS EXCLUSIVE | AE-18203-MO-V2 | 11 | €3.700 | €2.475 | R290 (Propaan) | 3 | Lucht-Water
KA24962 | ALPS EXCLUSIVE | AE-13003-MO | 9 | €3.250 | €2.025 | R032 | 675 | Lucht-Water
KA29832 | ALPS EXCLUSIVE | AE-49003-MO-V2 | 25 | €6.850 | €5.625 | R290 (Propaan) | 3 | Lucht-Water
KA29831 | ALPS EXCLUSIVE | AE-24003-MO-V2 | 14 | €4.375 | €3.150 | R290 (Propaan) | 3 | Lucht-Water
KA25419 | ALPS EXCLUSIVE | AE-14803-MO-V2 | 11 | €3.500 | €2.475 | R290 (Propaan) | 3 | Lucht-Water
KA29031 | ALSAVO | ALSAVO HEAT 10i9 | 7 | €2.800 | €1.575 | R290 (Propaan) | 3 | Lucht-Water
KA27686 | ALSAVO | ALSAVO HEAT 07i | 4 | €2.125 | €900 | R032 | 675 | Lucht-Water
KA27691 | ALSAVO | ALSAVO HEAT 16iT | 11 | €3.700 | €2.475 | R032 | 675 | Lucht-Water
KA29032 | ALSAVO | ALSAVO HEAT 12i9 | 8 | €3.025 | €1.800 | R290 (Propaan) | 3 | Lucht-Water
KA27690 | ALSAVO | ALSAVO HEAT 16i | 11 | €3.700 | €2.475 | R032 | 675 | Lucht-Water
KA29033 | ALSAVO | ALSAVO HEAT 16i9T | 13 | €3.950 | €2.925 | R290 (Propaan) | 3 | Lucht-Water
KA29682 | ALSAVO | ALSAVO HEAT 26iuT | 20 | €5.525 | €4.500 | R032 | 675 | Lucht-Water
KA29030 | ALSAVO | ALSAVO HEAT 07i9 | 5 | €2.350 | €1.125 | R290 (Propaan) | 3 | Lucht-Water
KA29679 | ALSAVO | ALSAVO HEAT 10iu | 7 | €2.800 | €1.575 | R032 | 675 | Lucht-Water
KA27687 | ALSAVO | ALSAVO HEAT 10i | 7 | €2.600 | €1.575 | R032 | 675 | Lucht-Water
KA27688 | ALSAVO | ALSAVO HEAT 12i | 8 | €3.025 | €1.800 | R032 | 675 | Lucht-Water
KA29680 | ALSAVO | ALSAVO HEAT 12iuT | 9 | €3.250 | €2.025 | R032 | 675 | Lucht-Water
KA27689 | ALSAVO | ALSAVO HEAT 12iT | 7 | €2.800 | €1.575 | R032 | 675 | Lucht-Water
KA29681 | ALSAVO | ALSAVO HEAT 19iuT | 15 | €4.600 | €3.375 | R032 | 675 | Lucht-Water
KA23033 | AOKOL | ASH-35CHW MR | 9 | €3.250 | €2.025 | R032 | 675 | Lucht-Water
KA12039 | ARTEL | MHP7RL24 | 6 | €2.575 | €1.350 | R410A | 2088 | Lucht-Water
KA12042 | ARTEL | MHP12RL24P3 | 11 | €3.700 | €2.475 | R410A | 2088 | Lucht-Water
KA12038 | ARTEL | MHP5RL24 | 6 | €2.375 | €1.350 | R410A | 2088 | Lucht-Water
KA13289 | ARTEL | MHP9RL24 | 8 | €2.825 | €1.800 | R410A | 2088 | Lucht-Water
KA22879 | ATAG | ATAG ENERGION S COMPACT 80 | 7 | €2.800 | €1.575 | R032 | 675 | Lucht-Water
KA13946 | ATAG | ENERGION M HYBRID all 5 | 5 | €2.350 | €1.125 | R410A | 2088 | Lucht-Water
KA13948 | ATAG | ENERGION M HYBRID all 9 | 9 | €3.250 | €2.025 | R410A | 2088 | Lucht-Water
KA30415 | ATAG | PREMION CHA-10 | 8 | €3.025 | €1.800 | R290 (Propaan) | 3 | Lucht-Water
KA21172 | ATAG | ATAG ENERGION M LIGHT 80 | 7 | €2.800 | €1.575 | R032 | 675 | Lucht-Water
KA13935 | ATAG | ENERGION M PLUS 4 | 5 | €2.350 | €1.125 | R410A | 2088 | Lucht-Water
KA21175 | ATAG | ATAG ENERGION M PLUS 40 | 5 | €2.350 | €1.125 | R032 | 675 | Lucht-Water
KA13950 | ATAG | ENERGION M HYBRID zone 4 | 5 | €2.350 | €1.125 | R410A | 2088 | Lucht-Water
KA21378 | ATAG | ATAG ENERGION M HYBRID-ALL 150 | 11 | €3.700 | €2.475 | R032 | 675 | Lucht-Water
KA13932 | ATAG | ENERGION M COMPACT 7 | 7 | €2.800 | €1.575 | R410A | 2088 | Lucht-Water
KA21177 | ATAG | ATAG ENERGION M PLUS 80 | 7 | €2.800 | €1.575 | R032 | 675 | Lucht-Water
KA22882 | ATAG | ATAG ENERGION S HYBRID 80 | 7 | €2.800 | €1.575 | R032 | 675 | Lucht-Water
KA13940 | ATAG | ENERGION M FLEX 4 | 5 | €2.350 | €1.125 | R410A | 2088 | Lucht-Water
KA21168 | ATAG | ATAG ENERGION M LIGHT 120 | 10 | €3.475 | €2.250 | R032 | 675 | Lucht-Water
KA13937 | ATAG | ENERGION M PLUS 7 | 7 | €2.800 | €1.575 | R410A | 2088 | Lucht-Water
KA25892 | ATAG | ATAG ENERGION S PLUS 120 | 10 | €3.475 | €2.250 | R032 | 675 | Lucht-Water
KA21375 | ATAG | ATAG ENERGION M HYBRID-ALL 50 | 5 | €2.350 | €1.125 | R032 | 675 | Lucht-Water
KA22881 | ATAG | ATAG ENERGION S HYBRID 50 | 5 | €2.350 | €1.125 | R032 | 675 | Lucht-Water
KA13939 | ATAG | ENERGION M PLUS 11 | 11 | €3.700 | €2.475 | R410A | 2088 | Lucht-Water
KA21167 | ATAG | ATAG ENERGION M COMPACT 80 | 7 | €2.800 | €1.575 | R032 | 675 | Lucht-Water
KA13953 | ATAG | ENERGION M HYBRID zone 9 | 9 | €3.250 | €2.025 | R410A | 2088 | Lucht-Water
KA21166 | ATAG | ATAG ENERGION M COMPACT 50 | 5 | €2.350 | €1.125 | R032 | 675 | Lucht-Water
KA21374 | ATAG | ATAG ENERGION M HYBRID-ALL 40 | 5 | €2.350 | €1.125 | R032 | 675 | Lucht-Water
KA21170 | ATAG | ATAG ENERGION M LIGHT 40 | 5 | €2.350 | €1.125 | R032 | 675 | Lucht-Water
KA21163 | ATAG | ATAG ENERGION M COMPACT 120 | 10 | €3.475 | €2.250 | R032 | 675 | Lucht-Water
KA22884 | ATAG | ATAG ENERGION S PLUS 50 | 5 | €2.350 | €1.125 | R032 | 675 | Lucht-Water
KA30416 | ATAG | PREMION CHA-16/20 | 15 | €4.600 | €3.375 | R290 (Propaan) | 3 | Lucht-Water
KA13952 | ATAG | ENERGION M HYBRID zone 7 | 7 | €2.800 | €1.575 | R410A | 2088 | Lucht-Water
KA13947 | ATAG | ENERGION M HYBRID all 7 | 7 | €2.800 | €1.575 | R410A | 2088 | Lucht-Water
KA13933 | ATAG | ENERGION M COMPACT 9 | 9 | €3.250 | €2.025 | R410A | 2088 | Lucht-Water
KA13951 | ATAG | ENERGION M HYBRID zone 5 | 5 | €2.350 | €1.125 | R410A | 2088 | Lucht-Water
KA21176 | ATAG | ATAG ENERGION M PLUS 50 | 5 | €2.350 | €1.125 | R032 | 675 | Lucht-Water
KA21164 | ATAG | ATAG ENERGION M COMPACT 150 | 11 | €3.700 | €2.475 | R032 | 675 | Lucht-Water
KA22878 | ATAG | ATAG ENERGION S COMPACT 50 | 5 | €2.350 | €1.125 | R032 | 675 | Lucht-Water
KA21174 | ATAG | ATAG ENERGION M PLUS 150 | 11 | €3.700 | €2.475 | R032 | 675 | Lucht-Water
KA13945 | ATAG | ENERGION M HYBRID all 4 | 5 | €2.350 | €1.125 | R410A | 2088 | Lucht-Water
KA22880 | ATAG | ATAG ENERGION S HYBRID 40 | 5 | €2.350 | €1.125 | R032 | 675 | Lucht-Water
KA22877 | ATAG | ATAG ENERGION S COMPACT 40 | 5 | €2.350 | €1.125 | R032 | 675 | Lucht-Water
KA21377 | ATAG | ATAG ENERGION M HYBRID-ALL 120 | 10 | €3.475 | €2.250 | R032 | 675 | Lucht-Water
KA30414 | ATAG | PREMION CHA-07 | 6 | €2.575 | €1.350 | R290 (Propaan) | 3 | Lucht-Water
KA25893 | ATAG | ATAG ENERGION S PLUS 150 | 11 | €3.700 | €2.475 | R032 | 675 | Lucht-Water
KA21165 | ATAG | ATAG ENERGION M COMPACT 40 | 5 | €2.350 | €1.125 | R032 | 675 | Lucht-Water
KA13930 | ATAG | ENERGION M COMPACT 4 | 5 | €2.350 | €1.125 | R410A | 2088 | Lucht-Water
KA21169 | ATAG | ATAG ENERGION M LIGHT 150 | 11 | €3.700 | €2.475 | R032 | 675 | Lucht-Water
KA13934 | ATAG | ENERGION M COMPACT 11 | 11 | €3.700 | €2.475 | R410A | 2088 | Lucht-Water
KA22885 | ATAG | ATAG ENERGION S PLUS 80 | 7 | €2.800 | €1.575 | R032 | 675 | Lucht-Water
KA21380 | ATAG | ATAG ENERGION M HYBRID-ZONE 50 | 5 | €2.350 | €1.125 | R032 | 675 | Lucht-Water
KA22883 | ATAG | ATAG ENERGION S PLUS 40 | 5 | €2.350 | €1.125 | R032 | 675 | Lucht-Water
KA13936 | ATAG | ENERGION M PLUS 5 | 5 | €2.350 | €1.125 | R410A | 2088 | Lucht-Water
KA13931 | ATAG | ENERGION M COMPACT 5 | 5 | €2.350 | €1.125 | R410A | 2088 | Lucht-Water
KA13944 | ATAG | ENERGION M FLEX 11 | 11 | €3.700 | €2.475 | R410A | 2088 | Lucht-Water
KA21171 | ATAG | ATAG ENERGION M LIGHT 50 | 5 | €2.350 | €1.125 | R032 | 675 | Lucht-Water
KA31080 | ATAG | INTERION | 3 | €1.700 | €675 | R290 (Propaan) | 3 | Lucht-Water
KA21376 | ATAG | ATAG ENERGION M HYBRID-ALL 80 | 7 | €2.800 | €1.575 | R032 | 675 | Lucht-Water
KA13941 | ATAG | ENERGION M FLEX 5 | 5 | €2.350 | €1.125 | R410A | 2088 | Lucht-Water
KA21173 | ATAG | ATAG ENERGION M PLUS 120 | 10 | €3.475 | €2.250 | R032 | 675 | Lucht-Water
KA13938 | ATAG | ENERGION M PLUS 9 | 9 | €3.250 | €2.025 | R410A | 2088 | Lucht-Water
KA27697 | AUX | ACHP-H08/4R2HA-M | 7 | €2.800 | €1.575 | R290 (Propaan) | 3 | Lucht-Water
KA27701 | AUX | ACHP-H16/4R2HA-M | 14 | €4.375 | €3.150 | R290 (Propaan) | 3 | Lucht-Water
KA27695 | AUX | ACHP-H04/4R2HA-M | 5 | €2.350 | €1.125 | R290 (Propaan) | 3 | Lucht-Water
KA27698 | AUX | ACHP-H10/4R2HA-M | 8 | €3.025 | €1.800 | R290 (Propaan) | 3 | Lucht-Water
KA27696 | AUX | ACHP-H06/4R2HA-M | 6 | €2.575 | €1.350 | R290 (Propaan) | 3 | Lucht-Water
KA21492 | AUX | R32 Split Type 6kW | 6 | €2.375 | €1.350 | R032 | 675 | Lucht-Water
KA27700 | AUX | ACHP-H14/4R2HA-M | 13 | €4.150 | €2.925 | R290 (Propaan) | 3 | Lucht-Water
KA29088 | AUX | ACHP-H14/5R3HA-M | 13 | €4.150 | €2.925 | R032 | 675 | Lucht-Water
KA21488 | AUX | R32 Split Type 12kW | 11 | €3.700 | €2.475 | R032 | 675 | Lucht-Water
KA21489 | AUX | R32 Split Type 14kW | 13 | €4.150 | €2.925 | R032 | 675 | Lucht-Water
KA27699 | AUX | ACHP-H12/4R2HA-M | 11 | €3.700 | €2.475 | R290 (Propaan) | 3 | Lucht-Water
KA21487 | AUX | R32 Split Type 10kW | 8 | €3.025 | €1.800 | R032 | 675 | Lucht-Water
KA21490 | AUX | R32 Split Type 16kW | 14 | €4.375 | €3.150 | R032 | 675 | Lucht-Water
KA21493 | AUX | R32 Split Type 8kW | 6 | €2.575 | €1.350 | R032 | 675 | Lucht-Water
KA28443 | AXEN | KS-120W/EN7BP | 11 | €3.700 | €2.475 | R290 (Propaan) | 3 | Lucht-Water
KA28445 | AXEN | KS-160W/EN7BP | 13 | €4.150 | €2.925 | R290 (Propaan) | 3 | Lucht-Water
KA28449 | AXEN | KS-90W/EN7BP | 8 | €3.025 | €1.800 | R290 (Propaan) | 3 | Lucht-Water
KA28447 | AXEN | KS-40W/EN7BP | 4 | €2.125 | €900 | R290 (Propaan) | 3 | Lucht-Water
KA28448 | AXEN | KS-70W/EN7BP | 6 | €2.575 | €1.350 | R290 (Propaan) | 3 | Lucht-Water
KA27903 | Acond | Grandis-PR | 11 | €3.700 | €2.475 | R290 (Propaan) | 3 | Lucht-Water
KA29834 | Acond | Aconomis-R | 14 | €4.375 | €3.150 | R290 (Propaan) | 3 | Lucht-Water
KA28045 | Acond | Grandis-L 18 | 19 | €5.500 | €4.275 | R290 (Propaan) | 3 | Lucht-Water
KA28815 | Acond | Aconomis N | 7 | €2.800 | €1.575 | R290 (Propaan) | 3 | Lucht-Water
KA27902 | Acond | Grandis-PN | 5 | €2.350 | €1.125 | R290 (Propaan) | 3 | Lucht-Water
KA20996 | Acond | PRO N | 5 | €2.350 | €1.125 | R290 (Propaan) | 3 | Lucht-Water
KA28046 | Acond | Grandis-L 21 | 19 | €5.500 | €4.275 | R290 (Propaan) | 3 | Lucht-Water
KA20997 | Acond | PRO R | 10 | €3.475 | €2.250 | R290 (Propaan) | 3 | Lucht-Water
KA30883 | Acond | Pro B | 12 | €3.925 | €2.700 | R290 (Propaan) | 3 | Lucht-Water
KA28816 | Acond | Aconomis S | 4 | €2.125 | €900 | R290 (Propaan) | 3 | Lucht-Water
KA28044 | Acond | Grandis-L 16 | 16 | €4.825 | €3.600 | R290 (Propaan) | 3 | Lucht-Water
KA30038 | Adlar Castra | AURORA III PRO - 7KW | 6 | €2.575 | €1.350 | R290 (Propaan) | 3 | Lucht-Water
KA27430 | Adlar Castra | AURORA II - 6kW | 4 | €2.125 | €900 | R032 | 675 | Lucht-Water
KA25265 | Adlar Castra | AURORA II - 10kW | 7 | €2.800 | €1.575 | R032 | 675 | Lucht-Water
KA25266 | Adlar Castra | AURORA II - 14kW | 9 | €3.250 | €2.025 | R032 | 675 | Lucht-Water
KA30037 | Adlar Castra | AURORA III PRO - 12KW | 11 | €3.700 | €2.475 | R290 (Propaan) | 3 | Lucht-Water
KA28240 | Adlar Castra | Aurora II core | 4 | €1.925 | €900 | R032 | 675 | Lucht-Water
KA30039 | Adlar Castra | AURORA III PRO - 9KW | 8 | €3.025 | €1.800 | R290 (Propaan) | 3 | Lucht-Water
KA28092 | Aermec | BHP100T+BHP100WT | 9 | €3.050 | €2.025 | R032 | 675 | Lucht-Water
KA28093 | Aermec | BHP120+BHP160W | 10 | €3.475 | €2.250 | R032 | 675 | Lucht-Water
KA28097 | Aermec | BHP160+BHP160W | 12 | €3.925 | €2.700 | R032 | 675 | Lucht-Water
KA28098 | Aermec | BHP160T+BHP160WT | 12 | €3.725 | €2.700 | R032 | 675 | Lucht-Water
KA28087 | Aermec | BHP080+BHP100F | 6 | €2.575 | €1.350 | R032 | 675 | Lucht-Water
KA28091 | Aermec | BHP100+BHP100W | 8 | €3.025 | €1.800 | R032 | 675 | Lucht-Water
KA28085 | Aermec | BHP060+BHP060F | 5 | €2.350 | €1.125 | R032 | 675 | Lucht-Water
KA28089 | Aermec | BHP080T+BHP100WT | 8 | €2.825 | €1.800 | R032 | 675 | Lucht-Water
KA28088 | Aermec | BHP080+BHP100W | 6 | €2.575 | €1.350 | R032 | 675 | Lucht-Water
KA28096 | Aermec | BHP140T+BHP160WT | 12 | €3.725 | €2.700 | R032 | 675 | Lucht-Water
KA28192 | Aermec | BHP040+BHP060F | 5 | €2.350 | €1.125 | R032 | 675 | Lucht-Water
KA28090 | Aermec | BHP100+BHP100F | 8 | €3.025 | €1.800 | R032 | 675 | Lucht-Water
KA28086 | Aermec | BHP060+BHP060W | 5 | €2.350 | €1.125 | R032 | 675 | Lucht-Water
KA28094 | Aermec | BHP120T+BHP160WT | 10 | €3.475 | €2.250 | R032 | 675 | Lucht-Water
KA28095 | Aermec | BHP140+BHP160W | 12 | €3.725 | €2.700 | R032 | 675 | Lucht-Water
KA28084 | Aermec | BHP040+BHP060W | 5 | €2.350 | €1.125 | R032 | 675 | Lucht-Water
KA28104 | Airwell | BDHW-060R-04M25 | 6 | €2.575 | €1.350 | R290 (Propaan) | 3 | Lucht-Water
KA28108 | Airwell | BDHW-120R-04T35 | 11 | €3.700 | €2.475 | R290 (Propaan) | 3 | Lucht-Water
KA28105 | Airwell | BDHW-080R-04M25 | 7 | €2.800 | €1.575 | R290 (Propaan) | 3 | Lucht-Water
KA28110 | Airwell | BDHW-140R-04T35 | 12 | €3.925 | €2.700 | R290 (Propaan) | 3 | Lucht-Water
KA28109 | Airwell | BDHW-140R-04M25 | 12 | €3.925 | €2.700 | R290 (Propaan) | 3 | Lucht-Water
KA19300 | Airwell | AW-YHPSA06-H91 + AW-WHPSA0406-N91 | 6 | €2.575 | €1.350 | R032 | 675 | Lucht-Water
KA30000 | Airwell | BDHX-300R-04T35 | 27 | €7.100 | €6.075 | R290 (Propaan) | 3 | Lucht-Water
KA19301 | Airwell | AW-YHPSA08-H91 + AW-WHPSA0810-N91 | 7 | €2.800 | €1.575 | R032 | 675 | Lucht-Water
KA19286 | Airwell | AW-WHPMA06-H91 | 6 | €2.575 | €1.350 | R032 | 675 | Lucht-Water
KA19298 | Airwell | AW-WHPMA30-H93 | 24 | €6.425 | €5.400 | R032 | 675 | Lucht-Water
KA19302 | Airwell | AW-YHPSA10-H91 + AW-WHPSA0810-N91 | 8 | €3.025 | €1.800 | R032 | 675 | Lucht-Water
KA19287 | Airwell | AW-WHPMA08-H91 | 7 | €2.800 | €1.575 | R032 | 675 | Lucht-Water
KA19290 | Airwell | AW-WHPMA12-H93 | 11 | €3.700 | €2.475 | R032 | 675 | Lucht-Water
KA19296 | Airwell | AW-WHPMA22-H93 | 20 | €5.725 | €4.500 | R032 | 675 | Lucht-Water
KA22582 | Airwell | AW-YHPSA08-H91 + AWODMA-100T-09M22-25 | 7 | €2.800 | €1.575 | R032 | 675 | Lucht-Water
KA19294 | Airwell | AW-WHPMA16-H93 | 13 | €4.150 | €2.925 | R032 | 675 | Lucht-Water
KA19295 | Airwell | AW-WHPMA18-H93 | 16 | €4.825 | €3.600 | R032 | 675 | Lucht-Water
KA19293 | Airwell | AW-WHPMA16-H91 | 13 | €4.150 | €2.925 | R032 | 675 | Lucht-Water
KA30001 | Airwell | BDHX-350R-04T35 | 31 | €8.000 | €6.975 | R290 (Propaan) | 3 | Lucht-Water
KA19308 | Airwell | AW-YHPSA16-H93 + AW-WHPSA1216-N91 | 13 | €4.150 | €2.925 | R032 | 675 | Lucht-Water
KA28112 | Airwell | BDHW-160R-04T35 | 13 | €4.150 | €2.925 | R290 (Propaan) | 3 | Lucht-Water
KA28111 | Airwell | BDHW-160R-04M25 | 13 | €4.150 | €2.925 | R290 (Propaan) | 3 | Lucht-Water
KA30002 | Airwell | BDHX-400R-04T35 | 32 | €8.225 | €7.200 | R290 (Propaan) | 3 | Lucht-Water
KA19285 | Airwell | AW-WHPMA04-H91 | 5 | €2.350 | €1.125 | R032 | 675 | Lucht-Water
KA28103 | Airwell | BDHW-040R-04M25 | 4 | €2.125 | €900 | R290 (Propaan) | 3 | Lucht-Water
KA19289 | Airwell | AW-WHPMA12-H91 | 11 | €3.700 | €2.475 | R032 | 675 | Lucht-Water
KA28107 | Airwell | BDHW-120R-04M25 | 11 | €3.700 | €2.475 | R290 (Propaan) | 3 | Lucht-Water
KA19306 | Airwell | AW-YHPSA14-H93 + AW-WHPSA1216-N91 | 12 | €3.925 | €2.700 | R032 | 675 | Lucht-Water
KA19304 | Airwell | AW-YHPSA12-H93 + AW-WHPSA1216-N91 | 11 | €3.700 | €2.475 | R032 | 675 | Lucht-Water
KA22581 | Airwell | AW-YHPSA08-H91 + AWODMA-100T-09M22-19 | 7 | €2.800 | €1.575 | R032 | 675 | Lucht-Water
KA22588 | Airwell | AW-YHPSA14-H93 + AWODMA-160T-09M22-25 | 12 | €3.925 | €2.700 | R032 | 675 | Lucht-Water
KA29999 | Airwell | BDHX-260R-04T35 | 23 | €6.400 | €5.175 | R290 (Propaan) | 3 | Lucht-Water
KA19292 | Airwell | AW-WHPMA14-H93 | 12 | €3.925 | €2.700 | R032 | 675 | Lucht-Water
KA19288 | Airwell | AW-WHPMA10-H91 | 8 | €3.025 | €1.800 | R032 | 675 | Lucht-Water
KA28106 | Airwell | BDHW-100R-04M25 | 8 | €3.025 | €1.800 | R290 (Propaan) | 3 | Lucht-Water
KA28188 | Alpha Innotec | Hybrox 16 | 13 | €4.150 | €2.925 | R290 (Propaan) | 3 | Lucht-Water
KA25889 | Alpha Innotec | Hybrox 8 | 8 | €3.025 | €1.800 | R290 (Propaan) | 3 | Lucht-Water
KA01267 | Alpha Innotec | LWD 90A-HTD | 8 | €2.825 | €1.800 | R290 (Propaan) | 3 | Lucht-Water
KA25888 | Alpha Innotec | Hybrox 5 | 6 | €2.575 | €1.350 | R290 (Propaan) | 3 | Lucht-Water
KA21768 | Alpha Innotec | Paros 4-1 | 4 | €2.125 | €900 | R454B | 466 | Lucht-Water
KA14060 | Alpha Innotec | LWAV 82R1-3-HSV 9M1-3 | 6 | €2.375 | €1.350 | R410A | 2088 | Lucht-Water
KA01244 | Alpha Innotec | LWD 70A-HMD1 | 7 | €2.600 | €1.575 | R290 (Propaan) | 3 | Lucht-Water
KA01245 | Alpha Innotec | LWD 70A-HTD | 7 | €2.600 | €1.575 | R290 (Propaan) | 3 | Lucht-Water
KA14055 | Alpha Innotec | LWAV 122R3-HV 12-3 | 9 | €3.050 | €2.025 | R410A | 2088 | Lucht-Water
KA01259 | Alpha Innotec | LWD 50A/RSX-HMD 1RS | 5 | €2.150 | €1.125 | R290 (Propaan) | 3 | Lucht-Water
KA01266 | Alpha Innotec | LWD 90A-HMD 1 | 8 | €2.825 | €1.800 | R290 (Propaan) | 3 | Lucht-Water
KA28646 | Alpha Innotec | Hybrox 11 | 9 | €3.250 | €2.025 | R290 (Propaan) | 3 | Lucht-Water
KA01247 | Alpha Innotec | LWD 50A/SX-HMD 1S | 5 | €2.150 | €1.125 | R290 (Propaan) | 3 | Lucht-Water
KA01248 | Alpha Innotec | LWD 50A/SX-HTD S | 5 | €2.150 | €1.125 | R290 (Propaan) | 3 | Lucht-Water
KA31217 | Alpha Innotec | Hybrox 21 | 19 | €5.500 | €4.275 | R290 (Propaan) | 3 | Lucht-Water
KA14056 | Alpha Innotec | LWAV 122R3-HSV 12M3 | 9 | €3.050 | €2.025 | R410A | 2088 | Lucht-Water
KA21494 | Alpha Innotec | Jersey 5-1 | 5 | €2.350 | €1.125 | R410A | 2088 | Lucht-Water
KA13707 | Alpha Innotec | LWDV 91-1/3-HDV 9-1/3 | 8 | €2.825 | €1.800 | R290 (Propaan) | 3 | Lucht-Water
KA13708 | Alpha Innotec | LWDV 91-1/3-HSDV 12M3 | 8 | €2.825 | €1.800 | R290 (Propaan) | 3 | Lucht-Water
KA01241 | Alpha Innotec | LWD 50A-HTD | 5 | €2.150 | €1.125 | R290 (Propaan) | 3 | Lucht-Water
KA13709 | Alpha Innotec | LWDV 91-1/3-HSDV 9M1/3 | 8 | €2.825 | €1.800 | R290 (Propaan) | 3 | Lucht-Water
KA21495 | Alpha Innotec | Jersey 7-1 | 7 | €2.600 | €1.575 | R410A | 2088 | Lucht-Water
KA13706 | Alpha Innotec | LWDV 91-1/3-HDV 12-3 | 8 | €2.825 | €1.800 | R290 (Propaan) | 3 | Lucht-Water
KA01825 | Alpha Innotec | LWD 70A/RX-HTD | 7 | €2.600 | €1.575 | R290 (Propaan) | 3 | Lucht-Water
KA01257 | Alpha Innotec | LWD 70A/RX-HMD 1R | 7 | €2.600 | €1.575 | R290 (Propaan) | 3 | Lucht-Water
KA29746 | Alpha Innotec | Sera 10 400100 | 24 | €6.425 | €5.400 | R032 | 675 | Lucht-Water
KA26299 | Ares Power | M308V3 | 7 | €2.600 | €1.575 | R032 | 675 | Lucht-Water
KA26303 | Ares Power | M507V3 | 6 | €2.575 | €1.350 | R032 | 675 | Lucht-Water
KA26307 | Ares Power | M514SV3 | 13 | €4.150 | €2.925 | R032 | 675 | Lucht-Water
KA26309 | Ares Power | M516SV3 | 13 | €4.150 | €2.925 | R032 | 675 | Lucht-Water
KA26298 | Ares Power | M305V3 | 4 | €1.925 | €900 | R032 | 675 | Lucht-Water
KA26306 | Ares Power | M511TV3 | 10 | €3.275 | €2.250 | R032 | 675 | Lucht-Water
KA26313 | Ares Power | S508V3 | 7 | €2.600 | €1.575 | R032 | 675 | Lucht-Water
KA26314 | Ares Power | S510SV3 | 9 | €3.050 | €2.025 | R032 | 675 | Lucht-Water
KA26302 | Ares Power | M505V3 | 4 | €2.125 | €900 | R032 | 675 | Lucht-Water
KA26305 | Ares Power | M511SV3 | 10 | €3.275 | €2.250 | R032 | 675 | Lucht-Water
KA26301 | Ares Power | M316SV3 | 14 | €4.175 | €3.150 | R032 | 675 | Lucht-Water
KA26304 | Ares Power | M509V3 | 8 | €3.025 | €1.800 | R032 | 675 | Lucht-Water
KA26310 | Ares Power | M516TV3 | 13 | €4.150 | €2.925 | R032 | 675 | Lucht-Water
KA26312 | Ares Power | S506V3 | 5 | €2.150 | €1.125 | R032 | 675 | Lucht-Water
KA26308 | Ares Power | M514TV3 | 13 | €4.150 | €2.925 | R032 | 675 | Lucht-Water
KA26300 | Ares Power | M311SV3 | 10 | €3.275 | €2.250 | R032 | 675 | Lucht-Water
KA29294 | Argo | ANGHP06S | 4 | €2.125 | €900 | R290 (Propaan) | 3 | Lucht-Water
KA29296 | Argo | ANGHP12S | 9 | €3.250 | €2.025 | R290 (Propaan) | 3 | Lucht-Water
KA29295 | Argo | ANGHP08S | 7 | €2.800 | €1.575 | R290 (Propaan) | 3 | Lucht-Water
KA22439 | Argo | AGHPSA101SH_AGHPS101W | 8 | €3.025 | €1.800 | R032 | 675 | Lucht-Water
KA27631 | Artimix | 3825-09-1 | 8 | €3.025 | €1.800 | R290 (Propaan) | 3 | Lucht-Water
KA27632 | Artimix | 3828-12-3 | 11 | €3.700 | €2.475 | R290 (Propaan) | 3 | Lucht-Water
KA27630 | Artimix | 3824-07-1 | 6 | €2.575 | €1.350 | R290 (Propaan) | 3 | Lucht-Water
KA27629 | Artimix | 3823-04-1 | 4 | €2.125 | €900 | R290 (Propaan) | 3 | Lucht-Water
KA27633 | Artimix | 3829-16-3 | 13 | €4.150 | €2.925 | R290 (Propaan) | 3 | Lucht-Water
KA18006 | Atlantic | ALFEA EXTENSA A.I. 6 R32 | 5 | €2.350 | €1.125 | R032 | 675 | Lucht-Water
KA27366 | Atlantic | Alfea Extensa M 6 | 5 | €2.350 | €1.125 | R032 | 675 | Lucht-Water
KA27371 | Atlantic | Alfea Extensa M DUO 8 | 8 | €3.025 | €1.800 | R032 | 675 | Lucht-Water
KA30176 | Atlantic | Alfea Excellia S 12 DUO XL Tri | 9 | €3.250 | €2.025 | R032 | 675 | Lucht-Water
KA20245 | Atlantic | ALFEA EXTENSA A.I. 10 R32 | 8 | €3.025 | €1.800 | R032 | 675 | Lucht-Water
KA27368 | Atlantic | Alfea Extensa M DUO 11 | 9 | €3.250 | €2.025 | R032 | 675 | Lucht-Water
KA17887 | Atlantic | AUREA 5 R32 HYBRID ADD-ON | 4 | €2.125 | €900 | R032 | 675 | Lucht-Water
KA30178 | Atlantic | Alfea Excellia S 14 DUO Tri | 10 | €3.475 | €2.250 | R032 | 675 | Lucht-Water
KA20246 | Atlantic | ALFEA EXTENSA DUO A.I. 10 R32 | 8 | €3.025 | €1.800 | R032 | 675 | Lucht-Water
KA30179 | Atlantic | Alfea Excellia S 14 DUO XL Tri | 10 | €3.475 | €2.250 | R032 | 675 | Lucht-Water
KA17989 | Atlantic | ALFEA EXTENSA DUO A.I. 6 R32 | 5 | €2.350 | €1.125 | R032 | 675 | Lucht-Water
KA20247 | Atlantic | ALFEA EXTENSA DUO A.I. 3 R32 | 4 | €2.125 | €900 | R032 | 675 | Lucht-Water
KA30180 | Atlantic | Alfea Excellia S 14 Tri | 10 | €3.475 | €2.250 | R032 | 675 | Lucht-Water
KA17867 | Atlantic | ALFEA EXTENSA DUO A.I. 8 R32 | 6 | €2.575 | €1.350 | R032 | 675 | Lucht-Water
KA30177 | Atlantic | Alfea Excellia S 12 Tri | 9 | €3.250 | €2.025 | R032 | 675 | Lucht-Water
KA30175 | Atlantic | Alfea Excellia S 12 DUO Tri | 9 | €3.250 | €2.025 | R032 | 675 | Lucht-Water
KA27364 | Atlantic | Alfea Extensa M 11 | 9 | €3.250 | €2.025 | R032 | 675 | Lucht-Water
KA28073 | Atlantic | Alfea Extensa M DUO XL 8 | 8 | €3.025 | €1.800 | R032 | 675 | Lucht-Water
KA28072 | Atlantic | Alfea Extensa M DUO XL 6 | 5 | €2.350 | €1.125 | R032 | 675 | Lucht-Water
KA27365 | Atlantic | Alfea Extensa M 5 | 4 | €2.125 | €900 | R032 | 675 | Lucht-Water
KA28071 | Atlantic | Alfea Extensa M DUO XL 5 | 4 | €2.125 | €900 | R032 | 675 | Lucht-Water
KA17840 | Atlantic | ALFEA EXTENSA A.I. 8 R32 | 6 | €2.575 | €1.350 | R032 | 675 | Lucht-Water
KA27369 | Atlantic | Alfea Extensa M DUO 5 | 4 | €2.125 | €900 | R032 | 675 | Lucht-Water
KA27370 | Atlantic | Alfea Extensa M DUO 6 | 5 | €2.350 | €1.125 | R032 | 675 | Lucht-Water
KA17817 | Atlantic | ALFEA EXTENSA A.I. 5 R32 | 4 | €2.125 | €900 | R032 | 675 | Lucht-Water
KA28070 | Atlantic | Alfea Extensa M DUO XL 11 | 9 | €3.250 | €2.025 | R032 | 675 | Lucht-Water
KA27367 | Atlantic | Alfea Extensa M 8 | 8 | €3.025 | €1.800 | R032 | 675 | Lucht-Water
KA17855 | Atlantic | ALFEA EXTENSA DUO A.I. 5 R32 | 4 | €2.125 | €900 | R032 | 675 | Lucht-Water
KA29446 | Auratsu | AHM-60RA1/AHA-06RA1 | 6 | €2.575 | €1.350 | R032 | 675 | Lucht-Water
KA29870 | BEN | BEN Dual-Air | 5 | €2.350 | €1.125 | R290 (Propaan) | 3 | Lucht-Water
KA17346 | BIODOM 27 d.o.o. | BioBlock 9M | 6 | €2.575 | €1.350 | R032 | 675 | Lucht-Water
KA17345 | BIODOM 27 d.o.o. | BioBlock 6M | 4 | €2.125 | €900 | R032 | 675 | Lucht-Water
KA19798 | BIODOM 27 d.o.o. | 15M | 10 | €3.475 | €2.250 | R032 | 675 | Lucht-Water
KA19799 | BIODOM 27 d.o.o. | 19M | 14 | €4.375 | €3.150 | R032 | 675 | Lucht-Water
KA17347 | BIODOM 27 d.o.o. | BioBlock 12M | 8 | €3.025 | €1.800 | R032 | 675 | Lucht-Water
KA29037 | Batavia Heat | BH-R290-200 | 13 | €4.150 | €2.925 | R290 (Propaan) | 3 | Lucht-Water
KA30254 | Batavia Heat | BH-R290-V220-130 | 8 | €3.025 | €1.800 | R290 (Propaan) | 3 | Lucht-Water
KA29034 | Batavia Heat | BH-R290-130 (380V) | 8 | €3.025 | €1.800 | R290 (Propaan) | 3 | Lucht-Water
KA29039 | Batavia Heat | BH-R290-90 (220V) | 5 | €2.350 | €1.125 | R290 (Propaan) | 3 | Lucht-Water
KA29236 | Beretta | HYDRO UNIT M8 | 7 | €2.800 | €1.575 | R032 | 675 | Lucht-Water
KA27375 | Best Heat Pumps | SMTR3-012TC1 | 9 | €3.250 | €2.025 | R290 (Propaan) | 3 | Lucht-Water
KA27377 | Best Heat Pumps | SMTR3-018TC1 | 15 | €4.400 | €3.375 | R290 (Propaan) | 3 | Lucht-Water
KA27376 | Best Heat Pumps | SMTR3-012TC3 | 9 | €3.250 | €2.025 | R290 (Propaan) | 3 | Lucht-Water
KA27372 | Best Heat Pumps | SMRT3-006TC1 | 5 | €2.350 | €1.125 | R290 (Propaan) | 3 | Lucht-Water
KA27378 | Best Heat Pumps | SMTR3-018TC3 | 15 | €4.400 | €3.375 | R290 (Propaan) | 3 | Lucht-Water
KA27374 | Best Heat Pumps | SMTR3-008TC3 | 7 | €2.800 | €1.575 | R290 (Propaan) | 3 | Lucht-Water
KA27373 | Best Heat Pumps | SMTR3-008TC1 | 7 | €2.800 | €1.575 | R290 (Propaan) | 3 | Lucht-Water
KA22446 | Bosch | All-electric Split 8 3400i AWS | 6 | €2.575 | €1.350 | R032 | 675 | Lucht-Water
KA28409 | Bosch | Compress 2000AWF 6 R-S (2024) | 6 | €2.575 | €1.350 | R032 | 675 | Lucht-Water
KA28405 | Bosch | Compress 2000AWF 10 R-S (2024) | 8 | €3.025 | €1.800 | R032 | 675 | Lucht-Water
KA28184 | Bosch | Compress 5800i AW 4 OR-S (2024) | 4 | €2.125 | €900 | R290 (Propaan) | 3 | Lucht-Water
KA28186 | Bosch | Compress 5800i AW 7 OR-S (2024) | 6 | €2.375 | €1.350 | R290 (Propaan) | 3 | Lucht-Water
KA28183 | Bosch | Compress 5800i AW 12 OR-T (2024) | 12 | €3.925 | €2.700 | R290 (Propaan) | 3 | Lucht-Water
KA28182 | Bosch | Compress 5800i AW 10 OR-T (2024) | 9 | €3.250 | €2.025 | R290 (Propaan) | 3 | Lucht-Water
KA30915 | Bosch | CS3000AWP 59 | 52 | €12.725 | €11.700 | R032 | 675 | Lucht-Water
KA22460 | Bosch | Hybride Split 8 3400i AWS | 6 | €2.575 | €1.350 | R032 | 675 | Lucht-Water
KA27979 | Bosch | Compress 2000AWF 30 R-T | 24 | €6.425 | €5.400 | R032 | 675 | Lucht-Water
KA23480 | Bosch | CS3000AWP 41 P(*) | 38 | €9.575 | €8.550 | R032 | 675 | Lucht-Water
KA28016 | Bosch | Compress 2000AWF 22 R-T | 20 | €5.725 | €4.500 | R032 | 675 | Lucht-Water
KA25772 | Bosch | Compress CS3400iAWS 10 OR*-T | 9 | €3.050 | €2.025 | R410A | 2088 | Lucht-Water
KA17548 | Bosch | Compress 7400i AW 7 | 6 | €2.375 | €1.350 | R410A | 2088 | Lucht-Water
KA27578 | Bosch | CS 3000AWP 59P | 53 | €12.950 | €11.925 | R032 | 675 | Lucht-Water
KA25773 | Bosch | Compress CS3400iAWS 10 OR*-S | 6 | €2.375 | €1.350 | R032 | 675 | Lucht-Water
KA19981 | Bosch | Compress 5000 AW 38 O | 36 | €9.125 | €8.100 | R407C | 1774 | Lucht-Water
KA28410 | Bosch | Compress 2000AWF 8 R-S (2024) | 7 | €2.800 | €1.575 | R032 | 675 | Lucht-Water
KA22458 | Bosch | Hybride Split 4 3400i AWS | 4 | €2.125 | €900 | R032 | 675 | Lucht-Water
KA19980 | Bosch | Compress 5000 AW 22 O | 21 | €5.750 | €4.725 | R407C | 1774 | Lucht-Water
KA28407 | Bosch | Compress 2000AWF 14 R-T (2024) | 12 | €3.925 | €2.700 | R032 | 675 | Lucht-Water
KA18889 | Bosch | Compress 3800i EW 9 | 1 | €1.250 | €225 | R134A | 1430 | Lucht-Water
KA30913 | Bosch | CS3000AWP 53 P | 49 | €12.050 | €11.025 | R032 | 675 | Lucht-Water
KA30917 | Bosch | CS3000AWP 59 S | 52 | €12.725 | €11.700 | R032 | 675 | Lucht-Water
KA22444 | Bosch | All-electric Split 4 3400i AWS | 4 | €2.125 | €900 | R032 | 675 | Lucht-Water
KA22454 | Bosch | Hybride Split 10 3400i AWS | 6 | €2.575 | €1.350 | R032 | 675 | Lucht-Water
KA30914 | Bosch | CS3000AWP 53 S | 49 | €12.050 | €11.025 | R032 | 675 | Lucht-Water
KA28408 | Bosch | Compress 2000AWF 4 R-S (2024) | 5 | €2.350 | €1.125 | R032 | 675 | Lucht-Water
KA22456 | Bosch | Hybride Split 12 400V 3400i AWS | 10 | €3.475 | €2.250 | R410A | 2088 | Lucht-Water
KA22443 | Bosch | All-electric Split 14 400V 3400i AWS | 10 | €3.475 | €2.250 | R410A | 2088 | Lucht-Water
KA22457 | Bosch | Hybride Split 14 400V 3400i AWS | 10 | €3.475 | €2.250 | R410A | 2088 | Lucht-Water
KA28015 | Bosch | Compress 2000AWF 16 R-T | 13 | €4.150 | €2.925 | R032 | 675 | Lucht-Water
KA28821 | Bosch | Compress 5800i AWR 7 | 6 | €2.575 | €1.350 | R290 (Propaan) | 3 | Lucht-Water
KA22450 | Bosch | All-electric Tower Split 14 400V 3400i AWS | 10 | €3.475 | €2.250 | R410A | 2088 | Lucht-Water
KA22459 | Bosch | Hybride Split 6 3400i AWS | 5 | €2.350 | €1.125 | R032 | 675 | Lucht-Water
KA23476 | Bosch | CS3000AWP 36 P(*) | 32 | €8.225 | €7.200 | R032 | 675 | Lucht-Water
KA30912 | Bosch | CS3000AWP 53 MB | 49 | €12.050 | €11.025 | R032 | 675 | Lucht-Water
KA30141 | Bosch | Compress 7001i AW 13 OR-S | 9 | €3.050 | €2.025 | R410A | 2088 | Lucht-Water
KA28185 | Bosch | Compress 5800i AW 5 OR-S (2024) | 6 | €2.375 | €1.350 | R290 (Propaan) | 3 | Lucht-Water
KA17547 | Bosch | Compress 7400i AW 5 | 5 | €2.150 | €1.125 | R410A | 2088 | Lucht-Water
KA28406 | Bosch | Compress 2000AWF 12 R-T (2024) | 11 | €3.700 | €2.475 | R032 | 675 | Lucht-Water
KA22442 | Bosch | All-electric Split 12 400V 3400i AWS | 10 | €3.475 | €2.250 | R410A | 2088 | Lucht-Water
KA22445 | Bosch | All-electric Split 6 3400i AWS | 5 | €2.350 | €1.125 | R032 | 675 | Lucht-Water
KA22440 | Bosch | All-electric Split 10 3400i AWS | 6 | €2.575 | €1.350 | R032 | 675 | Lucht-Water
KA22449 | Bosch | All-electric Tower Split 12 400V 3400i AWS | 10 | €3.475 | €2.250 | R410A | 2088 | Lucht-Water
KA22447 | Bosch | All-electric Tower Split 10 3400i AWS | 6 | €2.575 | €1.350 | R032 | 675 | Lucht-Water
KA27807 | Bosch | Compress 2000AWF 18 R-T | 16 | €4.825 | €3.600 | R032 | 675 | Lucht-Water
KA22441 | Bosch | All-electric Split 10 400V 3400i AWS | 9 | €3.250 | €2.025 | R410A | 2088 | Lucht-Water
KA23466 | Bosch | CS3000AWP 19(*) | 17 | €4.850 | €3.825 | R032 | 675 | Lucht-Water
KA27061 | Bosch | CS3000AWP 53 | 49 | €12.050 | €11.025 | R032 | 675 | Lucht-Water
KA30916 | Bosch | CS3000AWP 59 MB | 52 | €12.725 | €11.700 | R032 | 675 | Lucht-Water
KA28017 | Bosch | Compress 2000AWF 26 R-T | 22 | €6.175 | €4.950 | R032 | 675 | Lucht-Water
KA22455 | Bosch | Hybride Split 10 400V 3400i AWS | 9 | €3.250 | €2.025 | R410A | 2088 | Lucht-Water
KA22453 | Bosch | All-electric Tower Split 8 3400i AWS | 6 | €2.575 | €1.350 | R032 | 675 | Lucht-Water
KA22452 | Bosch | All-electric Tower Split 6 3400i AWS | 5 | €2.350 | €1.125 | R032 | 675 | Lucht-Water
KA22451 | Bosch | All-electric Tower Split 4 3400i AWS | 4 | €2.125 | €900 | R032 | 675 | Lucht-Water
KA22448 | Bosch | All-electric Tower Split 10 400V 3400i AWS | 9 | €3.250 | €2.025 | R410A | 2088 | Lucht-Water
KA28612 | CTA AG | AH CL 5a | 5 | €2.350 | €1.125 | R290 (Propaan) | 3 | Lucht-Water
KA31039 | CTA AG | AH CL 16a | 13 | €4.150 | €2.925 | R290 (Propaan) | 3 | Lucht-Water
KA31038 | CTA AG | AH CL 11a | 9 | €3.250 | €2.025 | R290 (Propaan) | 3 | Lucht-Water
KA28613 | CTA AG | AH CL 8a | 7 | €2.800 | €1.575 | R290 (Propaan) | 3 | Lucht-Water
KA28100 | CTC | EcoAir 708M + CTC EcoZenith i360 | 5 | €2.350 | €1.125 | R290 (Propaan) | 3 | Lucht-Water
KA28102 | CTC | EcoAir 712M + CTC EcoZenith i360 | 7 | €2.800 | €1.575 | R290 (Propaan) | 3 | Lucht-Water
KA28099 | CTC | EcoAir 708M + CTC EcoLogic | 5 | €2.350 | €1.125 | R290 (Propaan) | 3 | Lucht-Water
KA15267 | CTC | EcoAir 622M + CTC EcoLogic | 9 | €3.250 | €2.025 | R407C | 1774 | Lucht-Water
KA19786 | CTC | CTC EcoAir 622M 400V + CTC EcoZenith i360 | 9 | €3.250 | €2.025 | R407C | 1774 | Lucht-Water
KA19789 | CTC | CTC EcoAir 622M 400V + EcoZenith i555 | 9 | €3.250 | €2.025 | R407C | 1774 | Lucht-Water
KA15968 | CTC | EcoAir 622M + CTC EcoZenith i550 | 9 | €3.050 | €2.025 | R407C | 1774 | Lucht-Water
KA19782 | CTC | CTC EcoAir 614M 400V + CTC EcoZenith i360 | 8 | €3.025 | €1.800 | R407C | 1774 | Lucht-Water
KA28101 | CTC | EcoAir 712M + CTC EcoLogic | 7 | €2.800 | €1.575 | R290 (Propaan) | 3 | Lucht-Water
KA31255 | CTC | EcoAir 720M | 12 | €3.925 | €2.700 | R290 (Propaan) | 3 | Lucht-Water
KA27640 | Carrier | 30AWH014HP9 | 8 | €3.025 | €1.800 | R290 (Propaan) | 3 | Lucht-Water
KA30009 | Carrier | 61AQ080P | 58 | €14.075 | €13.050 | R290 (Propaan) | 3 | Lucht-Water
KA27639 | Carrier | 30AWH012HP9 | 8 | €3.025 | €1.800 | R290 (Propaan) | 3 | Lucht-Water
KA30008 | Carrier | 61AQ060P | 45 | €11.150 | €10.125 | R290 (Propaan) | 3 | Lucht-Water
KA25851 | Carrier | 30AWH004P | 3 | €1.900 | €675 | R290 (Propaan) | 3 | Lucht-Water
KA30007 | Carrier | 61AQ050P | 38 | €9.575 | €8.550 | R290 (Propaan) | 3 | Lucht-Water
KA25856 | Carrier | 30AWH014P | 8 | €3.025 | €1.800 | R290 (Propaan) | 3 | Lucht-Water
KA30006 | Carrier | 61AQ040P | 29 | €7.550 | €6.525 | R290 (Propaan) | 3 | Lucht-Water
KA25097 | Centrometal | MHPP9RP24CM | 8 | €3.025 | €1.800 | R032 | 675 | Lucht-Water
KA25096 | Centrometal | MHPP5RP24CM | 6 | €2.575 | €1.350 | R032 | 675 | Lucht-Water
KA30894 | Chofu | AEYC-1049ZU-CH1 | 10 | €3.475 | €2.250 | R290 (Propaan) | 3 | Lucht-Water
KA27412 | Chofu | AEYC-1242XU-CH (10kW) | 9 | €3.250 | €2.025 | R032 | 675 | Lucht-Water
KA27413 | Chofu | AEYC-1642XU3-CH (13kW) | 12 | €3.925 | €2.700 | R032 | 675 | Lucht-Water
KA27410 | Chofu | AEYC-0643XU-CH (5kW) | 4 | €2.125 | €900 | R032 | 675 | Lucht-Water
KA30891 | Chofu | AEYC-0649ZU-CH | 5 | €2.350 | €1.125 | R290 (Propaan) | 3 | Lucht-Water
KA30890 | Chofu | AEYC-0449ZU-CH1 | 5 | €2.350 | €1.125 | R290 (Propaan) | 3 | Lucht-Water
KA30895 | Chofu | AEYC-1249ZU-CH | 10 | €3.475 | €2.250 | R290 (Propaan) | 3 | Lucht-Water
KA30893 | Chofu | AEYC-0849ZU-CH | 6 | €2.575 | €1.350 | R290 (Propaan) | 3 | Lucht-Water
KA30892 | Chofu | AEYC-0649ZU-CH1 | 6 | €2.575 | €1.350 | R290 (Propaan) | 3 | Lucht-Water
KA27414 | Chofu | AEYC-1643XU-CH (13kW) | 11 | €3.700 | €2.475 | R032 | 675 | Lucht-Water
KA27411 | Chofu | AEYC-1043XU-CH (8kW) | 7 | €2.800 | €1.575 | R032 | 675 | Lucht-Water
KA29628 | Climalutions | ONE 12-V2 | 9 | €3.250 | €2.025 | R290 (Propaan) | 3 | Lucht-Water
KA29629 | Climalutions | ONE 12T-V2 | 9 | €3.250 | €2.025 | R290 (Propaan) | 3 | Lucht-Water
KA13981 | Climaveneta | i-BX-N 013T | 10 | €3.275 | €2.250 | R410A | 2088 | Lucht-Water
KA26844 | Climer | Airys AI201 | 13 | €3.950 | €2.925 | R410A | 2088 | Lucht-Water
KA21474 | Climer | ACP12T | 9 | €3.250 | €2.025 | R032 | 675 | Lucht-Water
KA29338 | Climer | Airys One AI071 | 5 | €2.150 | €1.125 | R410A | 2088 | Lucht-Water
KA29340 | Climer | Airys One AI161 | 11 | €3.500 | €2.475 | R410A | 2088 | Lucht-Water
KA21469 | Climer | ACP06 | 6 | €2.575 | €1.350 | R032 | 675 | Lucht-Water
KA29339 | Climer | Airys One AI101 | 7 | €2.600 | €1.575 | R410A | 2088 | Lucht-Water
KA21476 | Climer | ACP14T | 11 | €3.700 | €2.475 | R032 | 675 | Lucht-Water
KA21470 | Climer | ACP08 | 7 | €2.800 | €1.575 | R032 | 675 | Lucht-Water
KA26457 | Clivet | WiSAN-YME 1 S 6.1 | 11 | €3.700 | €2.475 | R032 | 675 | Lucht-Water
KA26458 | Clivet | WiSAN-YME 1 S 7.1 | 12 | €3.925 | €2.700 | R032 | 675 | Lucht-Water
KA21149 | Clivet | SQKN-YEE 1 BC 6.1 | 10 | €3.275 | €2.250 | R032 | 675 | Lucht-Water
KA27879 | Clivet | WiSAN-PME 1 S 6.1T | 11 | €3.700 | €2.475 | R290 (Propaan) | 3 | Lucht-Water
KA27877 | Clivet | WiSAN-PME 1 S 4.1 | 7 | €2.800 | €1.575 | R290 (Propaan) | 3 | Lucht-Water
KA27880 | Clivet | WiSAN-PME 1 S 7.1T | 12 | €3.925 | €2.700 | R290 (Propaan) | 3 | Lucht-Water
KA26456 | Clivet | WiSAN-YME 1 S 5.1 | 8 | €3.025 | €1.800 | R032 | 675 | Lucht-Water
KA16322 | Clivet | WSAN-YES 30.2 | 50 | €12.275 | €11.250 | R032 | 675 | Lucht-Water
KA27878 | Clivet | WiSAN-PME 1 S 5.1 | 8 | €3.025 | €1.800 | R290 (Propaan) | 3 | Lucht-Water
KA26451 | Clivet | WiSAN-YME 1 S 12.1 | 22 | €6.175 | €4.950 | R032 | 675 | Lucht-Water
KA21158 | Clivet | SQKN-YEE 1 TC 4.1 | 6 | €2.375 | €1.350 | R032 | 675 | Lucht-Water
KA21147 | Clivet | SQKN-YEE 1 BC 4.1 | 6 | €2.375 | €1.350 | R032 | 675 | Lucht-Water
KA21146 | Clivet | SQKN-YEE 1 BC 3.1 | 5 | €2.150 | €1.125 | R032 | 675 | Lucht-Water
KA24990 | Clivet | WiSAN-YSE1 22.2 EXC | 34 | €8.675 | €7.650 | R032 | 675 | Lucht-Water
KA26450 | Clivet | WiSAN-YME 1 S 10.1 | 20 | €5.725 | €4.500 | R032 | 675 | Lucht-Water
KA25860 | Clivet | WiSAN-YSE1 16.2 PRM | 32 | €8.225 | €7.200 | R032 | 675 | Lucht-Water
KA26455 | Clivet | WiSAN-YME 1 S 4.1 | 7 | €2.800 | €1.575 | R032 | 675 | Lucht-Water
KA28959 | Clivet | WiSAN-P 20.1 | 43 | €10.700 | €9.675 | R290 (Propaan) | 3 | Lucht-Water
KA28961 | Clivet | WiSAN-P 30.2 | 54 | €13.375 | €12.150 | R290 (Propaan) | 3 | Lucht-Water
KA26452 | Clivet | WiSAN-YME 1 S 14.1 | 24 | €6.425 | €5.400 | R032 | 675 | Lucht-Water
KA26454 | Clivet | WiSAN-YME 1 S 3.1 | 6 | €2.575 | €1.350 | R032 | 675 | Lucht-Water
KA26459 | Clivet | WiSAN-YME 1 S 8.1 | 14 | €4.375 | €3.150 | R032 | 675 | Lucht-Water
KA26453 | Clivet | WiSAN-YME 1 S 2.1 | 5 | €2.350 | €1.125 | R032 | 675 | Lucht-Water
KA27876 | Clivet | WiSAN-PME 1 S 3.1 | 6 | €2.575 | €1.350 | R290 (Propaan) | 3 | Lucht-Water
KA27875 | Clivet | WiSAN-PME 1 S 2.1 | 4 | €2.125 | €900 | R290 (Propaan) | 3 | Lucht-Water
KA28957 | Clivet | WiSAN-P 18.1 | 35 | €8.900 | €7.875 | R290 (Propaan) | 3 | Lucht-Water
KA26460 | Clivet | WiSAN-YME 1 S 9.1 | 16 | €4.825 | €3.600 | R032 | 675 | Lucht-Water
KA27881 | Clivet | WiSAN-PME 1 S 8.1T | 13 | €4.150 | €2.925 | R290 (Propaan) | 3 | Lucht-Water
KA28960 | Clivet | WiSAN-P 25.2 | 46 | €11.575 | €10.350 | R290 (Propaan) | 3 | Lucht-Water
KA28956 | Clivet | WiSAN-P 16.1 | 30 | €7.975 | €6.750 | R290 (Propaan) | 3 | Lucht-Water
KA28955 | Clivet | WiSAN-P 14.1 | 26 | €7.075 | €5.850 | R290 (Propaan) | 3 | Lucht-Water
KA21148 | Clivet | SQKN-YEE 1 BC 5.1 | 8 | €2.825 | €1.800 | R032 | 675 | Lucht-Water
KA28958 | Clivet | WiSAN-P 19.1 | 39 | €9.800 | €8.775 | R290 (Propaan) | 3 | Lucht-Water
KA22145 | Cooper&Hunter | CH-HP16WTSIRM3 | 12 | €3.725 | €2.700 | R032 | 675 | Lucht-Water
KA24939 | Cooper&Hunter | CH-HP12SIRK4 | 10 | €3.475 | €2.250 | R032 | 675 | Lucht-Water
KA23101 | Cooper&Hunter | CH-HP09UIMPZK | 4 | €2.125 | €900 | R290 (Propaan) | 3 | Lucht-Water
KA24945 | Cooper&Hunter | CH-HP8.0SIRK4 | 6 | €2.575 | €1.350 | R032 | 675 | Lucht-Water
KA22534 | Cooper&Hunter | CH-HP23UIMPRM-P | 11 | €3.700 | €2.475 | R290 (Propaan) | 3 | Lucht-Water
KA27709 | DURA | DHP-130-100-M290 | 10 | €3.475 | €2.250 | R290 (Propaan) | 3 | Lucht-Water
KA27708 | DURA | DHP-090-070-M290 | 6 | €2.575 | €1.350 | R290 (Propaan) | 3 | Lucht-Water
KA27707 | DURA | DHP-070-050-M290 | 5 | €2.350 | €1.125 | R290 (Propaan) | 3 | Lucht-Water
KA25035 | DURA | DHP-170-130-S | 14 | €4.375 | €3.150 | R032 | 675 | Lucht-Water
KA25032 | DURA | DHP-130-100-M | 10 | €3.475 | €2.250 | R032 | 675 | Lucht-Water
KA25031 | DURA | DHP-090-070-S | 7 | €2.800 | €1.575 | R032 | 675 | Lucht-Water
KA25029 | DURA | DHP-070-050-S | 5 | €2.350 | €1.125 | R032 | 675 | Lucht-Water
KA25028 | DURA | DHP-070-050-M | 5 | €2.350 | €1.125 | R032 | 675 | Lucht-Water
KA27711 | DURA | DHP-170-130-M290T | 13 | €4.150 | €2.925 | R290 (Propaan) | 3 | Lucht-Water
KA27710 | DURA | DHP-130-100-M290T | 10 | €3.475 | €2.250 | R290 (Propaan) | 3 | Lucht-Water
KA25034 | DURA | DHP-170-130-M | 14 | €4.375 | €3.150 | R032 | 675 | Lucht-Water
KA25033 | DURA | DHP-130-100-S | 10 | €3.475 | €2.250 | R032 | 675 | Lucht-Water
KA31458 | Daikin | EPSKS07AV3 + EPVX07S** | 7 | €2.800 | €1.575 | R290 (Propaan) | 3 | Lucht-Water
KA20526 | Daikin | EWYT040CZ(H)(N)(P)-A1 | 27 | €7.100 | €6.075 | R032 | 675 | Lucht-Water
KA26138 | Daikin | ERRA12EW1 icm binnendeel | 10 | €3.275 | €2.250 | R032 | 675 | Lucht-Water
KA12262 | Daikin | ERGA08(D)(E)V* icm EHB(H)(X)08(D)(E)**** | 8 | €3.025 | €1.800 | R032 | 675 | Lucht-Water
KA29988 | Daikin | EWYE025CZN-A1 | 15 | €4.400 | €3.375 | R454C | 146 | Lucht-Water
KA22098 | Daikin | EDLA08E(3)V3 | 7 | €2.800 | €1.575 | R032 | 675 | Lucht-Water
KA22094 | Daikin | EBLA06E(3)V3 | 6 | €2.575 | €1.350 | R032 | 675 | Lucht-Water
KA16964 | Daikin | EPRA18D*W1* | 13 | €3.950 | €2.925 | R032 | 675 | Lucht-Water
KA16963 | Daikin | EPRA16DAW1 | 13 | €3.950 | €2.925 | R032 | 675 | Lucht-Water
KA16962 | Daikin | EPRA14DAW1 | 13 | €3.950 | €2.925 | R032 | 675 | Lucht-Water
KA12259 | Daikin | ERGA08(D)(E)V* icm EHV(H)(X)(Z)08S23(D)(E)**** | 8 | €3.025 | €1.800 | R032 | 675 | Lucht-Water
KA12258 | Daikin | ERGA06(D)(E)V* icm EHV(H)(X)(Z)08S23(D)(E)**** | 6 | €2.575 | €1.350 | R032 | 675 | Lucht-Water
KA12257 | Daikin | ERGA04(D)(E)V* icm EHV(H)(X)(Z)04S23(D)(E)**** | 6 | €2.575 | €1.350 | R032 | 675 | Lucht-Water
KA29987 | Daikin | EWYE022CZP-A1 | 15 | €4.400 | €3.375 | R454C | 146 | Lucht-Water
KA12256 | Daikin | ERGA08(D)(E)V* icm EHV(H)(X)(Z)08S18(D)(E)**** | 8 | €3.025 | €1.800 | R032 | 675 | Lucht-Water
KA22096 | Daikin | EDLA04E(3)V3 | 5 | €2.350 | €1.125 | R032 | 675 | Lucht-Water
KA12255 | Daikin | ERGA06(D)(E)V* icm EHV(H)(X)(Z)08S18(D)(E)**** | 6 | €2.575 | €1.350 | R032 | 675 | Lucht-Water
KA12254 | Daikin | ERGA04(D)(E)V* icm EHV(H)(X)(Z)04S18(D)(E)**** | 6 | €2.575 | €1.350 | R032 | 675 | Lucht-Water
KA15993 | Daikin | ERGA08(D)(E)V3 icm EHSXB08P50(D)(E) | 8 | €3.025 | €1.800 | R032 | 675 | Lucht-Water
KA01383 | Daikin | EVLQ08(**)V3 + EHYHBX08(**)V3 +NHYKOMB33(**) | 6 | €2.375 | €1.350 | R410A | 2088 | Lucht-Water
KA25875 | Daikin | EWYT032CZI-A1 / EWYT032CZO-A1 | 22 | €5.975 | €4.950 | R032 | 675 | Lucht-Water
KA29994 | Daikin | EWYE050CZP-A2 | 38 | €9.575 | €8.550 | R454C | 146 | Lucht-Water
KA18896 | Daikin | EBLA11D(3)W1 | 10 | €3.475 | €2.250 | R032 | 675 | Lucht-Water
KA29996 | Daikin | EWYE070CZN-A2 | 47 | €11.600 | €10.575 | R454C | 146 | Lucht-Water
KA17551 | Daikin | ERLA03DAV3 | 4 | €1.925 | €900 | R032 | 675 | Lucht-Water
KA15992 | Daikin | ERGA08(D)(E)V3 icm EHSX08P50(D)(E) | 8 | €3.025 | €1.800 | R032 | 675 | Lucht-Water
KA15990 | Daikin | ERGA08(D)(E)V3 icm EHSH08P50(D)(E) | 8 | €3.025 | €1.800 | R032 | 675 | Lucht-Water
KA15989 | Daikin | ERGA08(D)(E)V3 icm EHSXB08P30(D)(E) | 8 | €3.025 | €1.800 | R032 | 675 | Lucht-Water
KA15988 | Daikin | ERGA08(D)(E)V3 icm EHSX08P30(D)(E) | 8 | €3.025 | €1.800 | R032 | 675 | Lucht-Water
KA15987 | Daikin | ERGA08(D)(E)V3 icm EHSHB08P30(D)(E) | 8 | €3.025 | €1.800 | R032 | 675 | Lucht-Water
KA15986 | Daikin | ERGA08(D)(E)V3 icm EHSH08P30(D)(E) | 8 | €3.025 | €1.800 | R032 | 675 | Lucht-Water
KA15985 | Daikin | ERGA06(D)(E)V3 icm EHSXB08P50(D)(E) | 6 | €2.575 | €1.350 | R032 | 675 | Lucht-Water
KA15984 | Daikin | ERGA06(D)(E)V3 icm EHSX08P50(D)(E) | 6 | €2.575 | €1.350 | R032 | 675 | Lucht-Water
KA15978 | Daikin | ERGA06(D)(E)V3 icm EHSH08P30(D)(E) | 6 | €2.575 | €1.350 | R032 | 675 | Lucht-Water
KA20528 | Daikin | EWYT050CZ(H)(N)(P)-A2 | 35 | €8.900 | €7.875 | R032 | 675 | Lucht-Water
KA22093 | Daikin | EBLA04E(3)V3 | 5 | €2.350 | €1.125 | R032 | 675 | Lucht-Water
KA20525 | Daikin | EWYT032CZ(H)(N)(P)-A1 | 22 | €5.975 | €4.950 | R032 | 675 | Lucht-Water
KA20882 | Daikin | ERLA14DV3 + EB**-D binnenunit | 10 | €3.475 | €2.250 | R032 | 675 | Lucht-Water
KA20880 | Daikin | ERLA11DV3 + EB**-D* binnenuint | 9 | €3.250 | €2.025 | R032 | 675 | Lucht-Water
KA20878 | Daikin | EPRA12EV3 | 8 | €3.025 | €1.800 | R032 | 675 | Lucht-Water
KA20875 | Daikin | EPRA08EW1 | 8 | €3.025 | €1.800 | R032 | 675 | Lucht-Water
KA20874 | Daikin | EPRA08EV3 | 8 | €3.025 | €1.800 | R032 | 675 | Lucht-Water
KA26106 | Daikin | ERRA08EW1 icm binnendeel | 9 | €3.050 | €2.025 | R032 | 675 | Lucht-Water
KA14853 | Daikin | EJHA04AV3 | 3 | €1.700 | €675 | R032 | 675 | Lucht-Water
KA30155 | Daikin | EPSK08AV3 + EPBX10/EPVX10 | 7 | €2.800 | €1.575 | R290 (Propaan) | 3 | Lucht-Water
KA30156 | Daikin | EPSK08AW1 + EPBX10/EPVX10 | 7 | €2.800 | €1.575 | R290 (Propaan) | 3 | Lucht-Water
KA30154 | Daikin | EPSK06AV3 + EPBX10/EPVX10 | 6 | €2.575 | €1.350 | R290 (Propaan) | 3 | Lucht-Water
KA20530 | Daikin | EWYT090CZ(H)(N)(P)-A2 | 60 | €14.525 | €13.500 | R032 | 675 | Lucht-Water
KA20529 | Daikin | EWYT064CZ(H)(N)(P)-A2 | 43 | €10.700 | €9.675 | R032 | 675 | Lucht-Water
KA31454 | Daikin | EPSKS04AV3 + EPVX07S** | 6 | €2.575 | €1.350 | R290 (Propaan) | 3 | Lucht-Water
KA20877 | Daikin | EPRA10EW1 | 8 | €3.025 | €1.800 | R032 | 675 | Lucht-Water
KA01382 | Daikin | EVLQ08(**)V3 + EHYHBH08(**)V3 +NHYKOMB33(**) | 6 | €2.375 | €1.350 | R410A | 2088 | Lucht-Water
KA20524 | Daikin | EWYT025CZ(H)(N)(P)-A1 | 17 | €4.850 | €3.825 | R032 | 675 | Lucht-Water
KA22095 | Daikin | EBLA08E(3)V3 | 7 | €2.800 | €1.575 | R032 | 675 | Lucht-Water
KA31453 | Daikin | EPSKS04AV3 + EPBX07A4V | 6 | €2.575 | €1.350 | R290 (Propaan) | 3 | Lucht-Water
KA12260 | Daikin | ERGA04(D)(E)V* icm EHB(H)(X)04(D)(E)**** | 6 | €2.575 | €1.350 | R032 | 675 | Lucht-Water
KA26122 | Daikin | ERRA10EW1 icm binnendeel | 9 | €3.050 | €2.025 | R032 | 675 | Lucht-Water
KA18578 | Daikin | EPGA11DV + EAVX16S23D6V | 13 | €3.950 | €2.925 | R032 | 675 | Lucht-Water
KA18624 | Daikin | EPGA11DV + EAVX16S18D6V | 13 | €3.950 | €2.925 | R032 | 675 | Lucht-Water
KA31457 | Daikin | EPSKS07AV3 + EPBX07A4V | 7 | €2.800 | €1.575 | R290 (Propaan) | 3 | Lucht-Water
KA18895 | Daikin | EBLA09D(3)W1 | 9 | €3.250 | €2.025 | R032 | 675 | Lucht-Water
KA18898 | Daikin | EBLA16D(3)W1 | 12 | €3.925 | €2.700 | R032 | 675 | Lucht-Water
KA18902 | Daikin | EDLA16D(3)W1 | 12 | €3.925 | €2.700 | R032 | 675 | Lucht-Water
KA18900 | Daikin | EDLA11D(3)W1 | 10 | €3.475 | €2.250 | R032 | 675 | Lucht-Water
KA30159 | Daikin | EPSK14AW1 + EPBX14/EPVX12 | 14 | €4.375 | €3.150 | R290 (Propaan) | 3 | Lucht-Water
KA18901 | Daikin | EDLA14D(3)W1 | 11 | €3.700 | €2.475 | R032 | 675 | Lucht-Water
KA31456 | Daikin | EPSKS06AV3 + EPVX07S** | 6 | €2.575 | €1.350 | R290 (Propaan) | 3 | Lucht-Water
KA30157 | Daikin | EPSK10AW1 + EPBX10/EPVX10 | 8 | €3.025 | €1.800 | R290 (Propaan) | 3 | Lucht-Water
KA29986 | Daikin | EWYE022CZN-A1 | 15 | €4.400 | €3.375 | R454C | 146 | Lucht-Water
KA27953 | Daikin | EPGA16DV + EA**16*D*V7 | 15 | €4.600 | €3.375 | R032 | 675 | Lucht-Water
KA29993 | Daikin | EWYE035CZP-A1 | 22 | €5.975 | €4.950 | R454C | 146 | Lucht-Water
KA29991 | Daikin | EWYE030CZP-A1 | 22 | €5.975 | €4.950 | R454C | 146 | Lucht-Water
KA29989 | Daikin | EWYE025CZP-A1 | 15 | €4.400 | €3.375 | R454C | 146 | Lucht-Water
KA29985 | Daikin | EWYE019CZP-A1 | 15 | €4.400 | €3.375 | R454C | 146 | Lucht-Water
KA20876 | Daikin | EPRA10EV3 | 8 | €3.025 | €1.800 | R032 | 675 | Lucht-Water
KA20527 | Daikin | EWYT040CZ(H)(N)(P)-A2 | 28 | €7.325 | €6.300 | R032 | 675 | Lucht-Water
KA18899 | Daikin | EDLA09D(3)W1 | 9 | €3.250 | €2.025 | R032 | 675 | Lucht-Water
KA30158 | Daikin | EPSK12AW1 + EPBX14/EPVX12 | 11 | €3.700 | €2.475 | R290 (Propaan) | 3 | Lucht-Water
KA18897 | Daikin | EBLA14D(3)W1 | 11 | €3.700 | €2.475 | R032 | 675 | Lucht-Water
KA29984 | Daikin | EWYE019CZN-A1 | 15 | €4.400 | €3.375 | R454C | 146 | Lucht-Water
KA20879 | Daikin | EPRA12EW1 | 8 | €3.025 | €1.800 | R032 | 675 | Lucht-Water
KA29997 | Daikin | EWYE070CZP-A2 | 47 | €11.600 | €10.575 | R454C | 146 | Lucht-Water
KA22097 | Daikin | EDLA06E(3)V3 | 6 | €2.575 | €1.350 | R032 | 675 | Lucht-Water
KA20881 | Daikin | ERLA11DW1 + EB**-D binnneunit | 9 | €3.250 | €2.025 | R032 | 675 | Lucht-Water
KA29992 | Daikin | EWYE035CZN-A1 | 22 | €5.975 | €4.950 | R454C | 146 | Lucht-Water
KA20884 | Daikin | ERLA16DV3 + EB**-D binnenunit | 11 | €3.700 | €2.475 | R032 | 675 | Lucht-Water
KA20885 | Daikin | ERLA16DW1 + EB**-D binnenunit | 11 | €3.700 | €2.475 | R032 | 675 | Lucht-Water
KA20883 | Daikin | ERLA14DW1 + EB**-D binnenunit | 10 | €3.475 | €2.250 | R032 | 675 | Lucht-Water
KA12261 | Daikin | ERGA06(D)(E)V* icm EHB(H)(X)08(D)(E)**** | 6 | €2.575 | €1.350 | R032 | 675 | Lucht-Water
KA29995 | Daikin | EWYE060CZP-A2 | 38 | €9.575 | €8.550 | R454C | 146 | Lucht-Water
KA31455 | Daikin | EPSKS06AV3 + EPBX07A4V | 6 | €2.575 | €1.350 | R290 (Propaan) | 3 | Lucht-Water
KA29990 | Daikin | EWYE030CZN-A1 | 22 | €5.975 | €4.950 | R454C | 146 | Lucht-Water
KA22291 | DeWarmte | Pomp AO | 6 | €2.375 | €1.350 | R032 | 675 | Lucht-Water
KA31135 | DeWarmte | Pomp MP | 9 | €3.250 | €2.025 | R290 (Propaan) | 3 | Lucht-Water
KA30929 | Domusa Teknik | DUAL CLIMA 19HTT PRO | 13 | €4.150 | €2.925 | R290 (Propaan) | 3 | Lucht-Water
KA22992 | Domusa Teknik | DUAL CLIMA 12 HT | 8 | €3.025 | €1.800 | R290 (Propaan) | 3 | Lucht-Water
KA30928 | Domusa Teknik | DUAL CLIMA 19HT PRO | 13 | €4.150 | €2.925 | R290 (Propaan) | 3 | Lucht-Water
KA20553 | Domusa Teknik | DUAL CLIMA 9 R | 6 | €2.575 | €1.350 | R032 | 675 | Lucht-Water
KA20551 | Domusa Teknik | DUAL CLIMA 19 RT | 11 | €3.700 | €2.475 | R032 | 675 | Lucht-Water
KA20549 | Domusa Teknik | DUAL CLIMA 16 RT | 9 | €3.250 | €2.025 | R032 | 675 | Lucht-Water
KA20548 | Domusa Teknik | DUAL CLIMA 16 R | 9 | €3.250 | €2.025 | R032 | 675 | Lucht-Water
KA20547 | Domusa Teknik | DUAL CLIMA 12 R | 8 | €3.025 | €1.800 | R032 | 675 | Lucht-Water
KA30927 | Domusa Teknik | DUAL CLIMA 16HTT PRO | 11 | €3.700 | €2.475 | R290 (Propaan) | 3 | Lucht-Water
KA30930 | Domusa Teknik | DUAL CLIMA 22HTT PRO | 14 | €4.375 | €3.150 | R290 (Propaan) | 3 | Lucht-Water
KA30931 | Domusa Teknik | DUAL CLIMA 6HT PRO | 5 | €2.350 | €1.125 | R290 (Propaan) | 3 | Lucht-Water
KA30926 | Domusa Teknik | DUAL CLIMA 16HT PRO | 11 | €3.700 | €2.475 | R290 (Propaan) | 3 | Lucht-Water
KA30925 | Domusa Teknik | DUAL CLIMA 12HTT PRO | 9 | €3.250 | €2.025 | R290 (Propaan) | 3 | Lucht-Water
KA22996 | Domusa Teknik | DUAL CLIMA 9 HT | 6 | €2.575 | €1.350 | R290 (Propaan) | 3 | Lucht-Water
KA22994 | Domusa Teknik | DUAL CLIMA 16 HTT | 11 | €3.700 | €2.475 | R290 (Propaan) | 3 | Lucht-Water
KA22993 | Domusa Teknik | DUAL CLIMA 16 HT | 11 | €3.700 | €2.475 | R290 (Propaan) | 3 | Lucht-Water
KA30932 | Domusa Teknik | DUAL CLIMA 9HT PRO | 7 | €2.800 | €1.575 | R290 (Propaan) | 3 | Lucht-Water
KA30924 | Domusa Teknik | DUAL CLIMA 12HT PRO | 9 | €3.250 | €2.025 | R290 (Propaan) | 3 | Lucht-Water
KA22995 | Domusa Teknik | DUAL CLIMA 6 HT | 4 | €2.125 | €900 | R290 (Propaan) | 3 | Lucht-Water
KA27713 | Dream Maker | Dream Maker Ecoline 9 kW | 6 | €2.575 | €1.350 | R032 | 675 | Lucht-Water
KA27712 | Dream Maker | Dream Maker Ecoline 12 kW | 8 | €3.025 | €1.800 | R032 | 675 | Lucht-Water
KA28845 | Durafy | D18 | 15 | €4.400 | €3.375 | R290 (Propaan) | 3 | Lucht-Water
KA28844 | Durafy | D12 | 9 | €3.250 | €2.025 | R290 (Propaan) | 3 | Lucht-Water
KA29656 | EGO | EGO-NL2407-HP4.1-01 | 3 | €1.900 | €675 | R290 (Propaan) | 3 | Lucht-Water
KA27909 | ELCO | AEROTOP EVO PLUS 65 | 34 | €8.675 | €7.650 | R032 | 675 | Lucht-Water
KA27907 | ELCO | AEROTOP EVO PLUS 48 | 28 | €7.325 | €6.300 | R032 | 675 | Lucht-Water
KA27904 | ELCO | AEROTOP EVO PLUS 24 | 17 | €4.850 | €3.825 | R032 | 675 | Lucht-Water
KA27905 | ELCO | AEROTOP EVO PLUS 27 | 17 | €4.850 | €3.825 | R032 | 675 | Lucht-Water
KA27910 | ELCO | AEROTOP EVO PLUS 79 | 49 | €12.050 | €11.025 | R032 | 675 | Lucht-Water
KA27911 | ELCO | AEROTOP EVO PLUS 88 | 53 | €12.950 | €11.925 | R032 | 675 | Lucht-Water
KA27906 | ELCO | AEROTOP EVO PLUS 32 | 19 | €5.300 | €4.275 | R032 | 675 | Lucht-Water
KA27908 | ELCO | AEROTOP EVO PLUS 54 | 32 | €8.225 | €7.200 | R032 | 675 | Lucht-Water
KA22067 | ES | AWC-19-R32-M | 14 | €4.375 | €3.150 | R032 | 675 | Lucht-Water
KA19564 | ES | AWC12-R32-M | 8 | €3.025 | €1.800 | R032 | 675 | Lucht-Water
KA30775 | ES | ES M12 R290 + ES binnendeel | 8 | €3.025 | €1.800 | R290 (Propaan) | 3 | Lucht-Water
KA19565 | ES | AWC15-R32-M | 10 | €3.475 | €2.250 | R032 | 675 | Lucht-Water
KA25923 | ES | AW30-EVI-M | 24 | €6.425 | €5.400 | R410A | 2088 | Lucht-Water
KA19567 | ES | AWC9-R32-M | 6 | €2.575 | €1.350 | R032 | 675 | Lucht-Water
KA30776 | ES | ES M15 R290 + ES binnendeel | 11 | €3.700 | €2.475 | R290 (Propaan) | 3 | Lucht-Water
KA30777 | ES | ES M8 R290 + ES binnendeel | 6 | €2.575 | €1.350 | R290 (Propaan) | 3 | Lucht-Water
KA19566 | ES | AWC6-R32-M | 4 | €2.125 | €900 | R032 | 675 | Lucht-Water
KA27853 | Easypell | EPA06 | 5 | €2.350 | €1.125 | R290 (Propaan) | 3 | Lucht-Water
KA27856 | Easypell | EPA12T | 11 | €3.500 | €2.475 | R290 (Propaan) | 3 | Lucht-Water
KA27854 | Easypell | EPA09 | 8 | €2.825 | €1.800 | R290 (Propaan) | 3 | Lucht-Water
KA27855 | Easypell | EPA12 | 9 | €3.250 | €2.025 | R290 (Propaan) | 3 | Lucht-Water
KA28794 | Eco Heating Systems | GHS 60.2 | 42 | €10.475 | €9.450 | R290 (Propaan) | 3 | Lucht-Water
KA27604 | Eco Heating Systems | GH 60.1 + EC | 44 | €10.925 | €9.900 | R290 (Propaan) | 3 | Lucht-Water
KA27603 | Eco Heating Systems | GH 50.1 + EC | 37 | €9.350 | €8.325 | R290 (Propaan) | 3 | Lucht-Water
KA27601 | Eco Heating Systems | GH 40.1 + EC | 30 | €7.775 | €6.750 | R290 (Propaan) | 3 | Lucht-Water
KA27600 | Eco Heating Systems | GH 34.1 + EC | 26 | €6.875 | €5.850 | R290 (Propaan) | 3 | Lucht-Water
KA27599 | Eco Heating Systems | GH 30.1 + EC | 21 | €5.750 | €4.725 | R290 (Propaan) | 3 | Lucht-Water
KA27605 | Eco Heating Systems | GH 66.1 + EC | 49 | €12.250 | €11.025 | R290 (Propaan) | 3 | Lucht-Water
KA27598 | Eco Heating Systems | GH 27.1 + EC | 22 | €5.975 | €4.950 | R290 (Propaan) | 3 | Lucht-Water
KA27602 | Eco Heating Systems | GH 47.1 + EC | 36 | €9.125 | €8.100 | R290 (Propaan) | 3 | Lucht-Water
KA27606 | Eco Heating Systems | GH 75.1 + EC | 53 | €12.950 | €11.925 | R290 (Propaan) | 3 | Lucht-Water
KA28644 | Eco Heating Systems | GHS 85.2 | 55 | €13.400 | €12.375 | R290 (Propaan) | 3 | Lucht-Water
KA28643 | Eco Heating Systems | GHS 75.2 | 51 | €12.500 | €11.475 | R290 (Propaan) | 3 | Lucht-Water
KA12888 | Ecoforest | EcoGeo 1-9 kW AIR (B en C) | 6 | €2.575 | €1.350 | R410A | 2088 | Lucht-Water
KA26286 | Ecoforest | EcoGeo 15-70 Air | 40 | €10.225 | €9.000 | R410A | 2088 | Lucht-Water
KA26287 | Ecoforest | EcoGeo 25-100 Air | 55 | €13.600 | €12.375 | R410A | 2088 | Lucht-Water
KA21118 | Ecoforest | ecoAIR 3-18 PRO | 11 | €3.700 | €2.475 | R290 (Propaan) | 3 | Lucht-Water
KA21117 | Ecoforest | ecoAIR 1-9 PRO | 5 | €2.350 | €1.125 | R290 (Propaan) | 3 | Lucht-Water
KA20613 | Ecoforest | EcoGeo 1-6 + Airunit | 4 | €1.925 | €900 | R290 (Propaan) | 3 | Lucht-Water
KA19369 | Ecoforest | ecoAIR 1-7 Pro | 4 | €2.125 | €900 | R290 (Propaan) | 3 | Lucht-Water
KA26285 | Ecoforest | EcoGeo 12-40 Air | 30 | €7.975 | €6.750 | R410A | 2088 | Lucht-Water
KA30791 | Ecoforest | ecoAIR+ 6-24 PRO | 16 | €4.825 | €3.600 | R290 (Propaan) | 3 | Lucht-Water
KA19370 | Ecoforest | ecoAIR 3-12 Pro | 6 | €2.375 | €1.350 | R290 (Propaan) | 3 | Lucht-Water
KA29024 | Ecoforest | ecoGEO PRO 2-10 AIR (type B) | 7 | €2.600 | €1.575 | R290 (Propaan) | 3 | Lucht-Water
KA29025 | Ecoforest | ecoGEO PRO 4-16 AIR (type B) | 12 | €3.925 | €2.700 | R290 (Propaan) | 3 | Lucht-Water
KA12891 | Ecoforest | EcoGeo 3-12 kW AIR (B en C) | 8 | €3.025 | €1.800 | R410A | 2088 | Lucht-Water
KA12890 | Ecoforest | EcoGeo 5-22 kW AIR (B en C) | 15 | €4.600 | €3.375 | R410A | 2088 | Lucht-Water
KA25894 | Element (LMNT) | CASWR020B-S | 4 | €2.125 | €900 | R290 (Propaan) | 3 | Lucht-Water
KA29022 | Element (LMNT) | CASWR150B-T/A | 27 | €7.300 | €6.075 | R290 (Propaan) | 3 | Lucht-Water
KA26532 | Element (LMNT) | CASHW060B-S | 8 | €2.825 | €1.800 | R290 (Propaan) | 3 | Lucht-Water
KA25896 | Element (LMNT) | CASWR060B-T | 11 | €3.700 | €2.475 | R290 (Propaan) | 3 | Lucht-Water
KA30933 | Element (LMNT) | CASHN350B-T | 62 | €15.175 | €13.950 | R290 (Propaan) | 3 | Lucht-Water
KA26533 | Element (LMNT) | CASHW080B-T | 11 | €3.500 | €2.475 | R290 (Propaan) | 3 | Lucht-Water
KA26531 | Element (LMNT) | CASHW040B-S | 4 | €1.925 | €900 | R290 (Propaan) | 3 | Lucht-Water
KA29021 | Element (LMNT) | CASWR080B-T | 17 | €5.050 | €3.825 | R290 (Propaan) | 3 | Lucht-Water
KA29023 | Element (LMNT) | CASWR250B-T | 44 | €11.125 | €9.900 | R290 (Propaan) | 3 | Lucht-Water
KA25895 | Element (LMNT) | CASWR040B-T | 8 | €3.025 | €1.800 | R290 (Propaan) | 3 | Lucht-Water
KA16658 | Emmeti/Radson | HEAT PUMP 6 KW - EH0618DC | 4 | €1.925 | €900 | R032 | 675 | Lucht-Water
KA16655 | Emmeti/Radson | HEAT PUMP 12 KW - EH1218DC | 8 | €3.025 | €1.800 | R032 | 675 | Lucht-Water
KA16654 | Emmeti/Radson | HEAT PUMP 10 KW - EH1018DC | 7 | €2.600 | €1.575 | R032 | 675 | Lucht-Water
KA11533 | Emmeti/Radson | EH1615DC | 14 | €4.175 | €3.150 | R410A | 2088 | Lucht-Water
KA11531 | Emmeti/Radson | EH1015DC | 8 | €2.825 | €1.800 | R410A | 2088 | Lucht-Water
KA16657 | Emmeti/Radson | HEAT PUMP 17 KW - EH1718D3 | 13 | €3.950 | €2.925 | R032 | 675 | Lucht-Water
KA28241 | Eneren | EPH041HL | 29 | €7.550 | €6.525 | R410A | 2088 | Lucht-Water
KA28242 | Eneren | EPH051HL | 35 | €8.900 | €7.875 | R410A | 2088 | Lucht-Water
KA28244 | Eneren | EPH081HL | 53 | €12.950 | €11.925 | R410A | 2088 | Lucht-Water
KA28245 | Eneren | EPH101HL | 60 | €14.525 | €13.500 | R410A | 2088 | Lucht-Water
KA28243 | Eneren | EPH071HL | 48 | €11.825 | €10.800 | R410A | 2088 | Lucht-Water
KA22177 | Energie EST | Aquapura 14HT | 8 | €3.025 | €1.800 | R290 (Propaan) | 3 | Lucht-Water
KA26485 | Energie EST | Aquapura X30 HT | 11 | €3.700 | €2.475 | R290 (Propaan) | 3 | Lucht-Water
KA26486 | Energie EST | Aquapura X60 HT | 23 | €6.400 | €5.175 | R290 (Propaan) | 3 | Lucht-Water
KA30182 | Energie EST | Aquapura 22HT | 11 | €3.700 | €2.475 | R290 (Propaan) | 3 | Lucht-Water
KA30181 | Energie EST | Aquapura 12HT | 7 | €2.800 | €1.575 | R290 (Propaan) | 3 | Lucht-Water
KA26484 | Energie EST | Aquapura 8HT | 4 | €2.125 | €900 | R290 (Propaan) | 3 | Lucht-Water
KA26488 | Energy-Xchange | LW-015F3-Ex | 9 | €3.250 | €2.025 | R290 (Propaan) | 3 | Lucht-Water
KA26487 | Energy-Xchange | LW-009F1-Ex | 5 | €2.350 | €1.125 | R290 (Propaan) | 3 | Lucht-Water
KA27850 | Eureka Luft | EU15L | 15 | €4.600 | €3.375 | R290 (Propaan) | 3 | Lucht-Water
KA28850 | Eureka Luft | EU10L | 10 | €3.475 | €2.250 | R290 (Propaan) | 3 | Lucht-Water
KA27851 | Eureka Luft | EU20L | 20 | €5.725 | €4.500 | R290 (Propaan) | 3 | Lucht-Water
KA19416 | Ferroli | OMNIA S 3.2 - 16T | 13 | €4.150 | €2.925 | R032 | 675 | Lucht-Water
KA29635 | Ferroli | Omnia Life M 12T | 11 | €3.700 | €2.475 | R290 (Propaan) | 3 | Lucht-Water
KA19382 | Ferroli | OMNIA M 3.2 4 | 5 | €2.350 | €1.125 | R032 | 675 | Lucht-Water
KA19381 | Ferroli | OMNIA M 3.2 16T | 13 | €4.150 | €2.925 | R032 | 675 | Lucht-Water
KA29636 | Ferroli | Omnia Life M 14T | 12 | €3.925 | €2.700 | R290 (Propaan) | 3 | Lucht-Water
KA29634 | Ferroli | Omnia Life M 10 | 8 | €3.025 | €1.800 | R290 (Propaan) | 3 | Lucht-Water
KA19383 | Ferroli | OMNIA M 3.2 6 | 6 | €2.575 | €1.350 | R032 | 675 | Lucht-Water
KA19420 | Ferroli | OMNIA ST 3.2 - 10 | 8 | €3.025 | €1.800 | R032 | 675 | Lucht-Water
KA21126 | Ferroli | OMNIA S 3.2 HYBRID 28C 8 | 7 | €2.800 | €1.575 | R032 | 675 | Lucht-Water
KA21125 | Ferroli | OMNIA S 3.2 HYBRID 28C 6 | 6 | €2.575 | €1.350 | R032 | 675 | Lucht-Water
KA21124 | Ferroli | OMNIA S 3.2 HYBRID 28C 4 | 5 | €2.350 | €1.125 | R032 | 675 | Lucht-Water
KA21123 | Ferroli | OMNIA S 3.2 HYBRID 28C 10 | 8 | €3.025 | €1.800 | R032 | 675 | Lucht-Water
KA19426 | Ferroli | OMNIA ST 3.2 - 16T | 13 | €4.150 | €2.925 | R032 | 675 | Lucht-Water
KA22888 | Ferroli | OMNIA M 3.2 30T | 24 | €6.425 | €5.400 | R032 | 675 | Lucht-Water
KA19412 | Ferroli | OMNIA S 3.2 - 12T | 11 | €3.700 | €2.475 | R032 | 675 | Lucht-Water
KA19410 | Ferroli | OMNIA S/SW-T 3.2 - 10 | 8 | €3.025 | €1.800 | R032 | 675 | Lucht-Water
KA19418 | Ferroli | OMNIA S /SW-T 3.2 - 6 | 6 | €2.575 | €1.350 | R032 | 675 | Lucht-Water
KA29639 | Ferroli | Omnia Life M 6 | 6 | €2.575 | €1.350 | R290 (Propaan) | 3 | Lucht-Water
KA19379 | Ferroli | OMNIA M 3.2 14T | 12 | €3.925 | €2.700 | R032 | 675 | Lucht-Water
KA19419 | Ferroli | OMNIA S/SW-T 3.2 - 8 | 7 | €2.800 | €1.575 | R032 | 675 | Lucht-Water
KA29640 | Ferroli | Omnia Life M 8 | 7 | €2.800 | €1.575 | R290 (Propaan) | 3 | Lucht-Water
KA29638 | Ferroli | Omnia Life M 4 | 4 | €2.125 | €900 | R290 (Propaan) | 3 | Lucht-Water
KA29644 | Ferroli | Omnia Life M HI3 8 | 7 | €2.800 | €1.575 | R290 (Propaan) | 3 | Lucht-Water
KA29646 | Ferroli | Omnia Life M HI9 14T | 12 | €3.925 | €2.700 | R290 (Propaan) | 3 | Lucht-Water
KA19384 | Ferroli | OMNIA M 3.2 8 | 7 | €2.800 | €1.575 | R032 | 675 | Lucht-Water
KA19376 | Ferroli | OMNIA M 3.2 12 | 11 | €3.700 | €2.475 | R032 | 675 | Lucht-Water
KA19428 | Ferroli | OMNIA ST 3.2 - 6 | 6 | €2.575 | €1.350 | R032 | 675 | Lucht-Water
KA29645 | Ferroli | Omnia Life M HI9 12T | 11 | €3.700 | €2.475 | R290 (Propaan) | 3 | Lucht-Water
KA29641 | Ferroli | Omnia Life M HI3 10 | 8 | €3.025 | €1.800 | R290 (Propaan) | 3 | Lucht-Water
KA29637 | Ferroli | Omnia Life M 16T | 13 | €4.150 | €2.925 | R290 (Propaan) | 3 | Lucht-Water
KA29643 | Ferroli | Omnia Life M HI3 6 | 6 | €2.575 | €1.350 | R290 (Propaan) | 3 | Lucht-Water
KA29647 | Ferroli | Omnia Life M HI9 16T | 13 | €4.150 | €2.925 | R290 (Propaan) | 3 | Lucht-Water
KA19414 | Ferroli | OMNIA S 3.2 - 14T | 12 | €3.925 | €2.700 | R032 | 675 | Lucht-Water
KA22887 | Ferroli | OMNIA M 3.2 26T | 22 | €6.175 | €4.950 | R032 | 675 | Lucht-Water
KA22886 | Ferroli | OMNIA M 3.2 22T | 20 | €5.725 | €4.500 | R032 | 675 | Lucht-Water
KA19377 | Ferroli | OMNIA M 3.2 12T | 11 | €3.700 | €2.475 | R032 | 675 | Lucht-Water
KA19422 | Ferroli | OMNIA ST 3.2 - 12T | 11 | €3.700 | €2.475 | R032 | 675 | Lucht-Water
KA29642 | Ferroli | Omnia Life M HI3 4 | 4 | €2.125 | €900 | R290 (Propaan) | 3 | Lucht-Water
KA19375 | Ferroli | OMNIA M 3.2 10 | 8 | €3.025 | €1.800 | R032 | 675 | Lucht-Water
KA30012 | Fiorini Industries | FURIA 50 T R290 | 31 | €8.000 | €6.975 | R290 (Propaan) | 3 | Lucht-Water
KA30014 | Fiorini Industries | FURIA 8M R290 | 7 | €2.800 | €1.575 | R290 (Propaan) | 3 | Lucht-Water
KA30013 | Fiorini Industries | FURIA 6M R290 | 6 | €2.575 | €1.350 | R290 (Propaan) | 3 | Lucht-Water
KA30011 | Fiorini Industries | FURIA 18T R290 | 15 | €4.400 | €3.375 | R290 (Propaan) | 3 | Lucht-Water
KA30010 | Fiorini Industries | FURIA 12M R290 | 9 | €3.250 | €2.025 | R290 (Propaan) | 3 | Lucht-Water
KA29660 | FläktGroup Series | FGAH1009AH1 | 9 | €3.250 | €2.025 | R032 | 675 | Lucht-Water
KA29663 | FläktGroup Series | FGAH1012AH1 | 19 | €5.500 | €4.275 | R032 | 675 | Lucht-Water
KA29661 | FläktGroup Series | FGAH1010AH1 | 12 | €3.925 | €2.700 | R032 | 675 | Lucht-Water
KA29664 | FläktGroup Series | FGAH1013AH1 | 23 | €6.400 | €5.175 | R032 | 675 | Lucht-Water
KA29662 | FläktGroup Series | FGAH1011AH1 | 16 | €4.825 | €3.600 | R032 | 675 | Lucht-Water
KA29666 | FläktGroup Series | FGAH2008BH2 | 56 | €13.625 | €12.600 | R032 | 675 | Lucht-Water
KA29665 | FläktGroup Series | FGAH1014AH1 | 28 | €7.525 | €6.300 | R032 | 675 | Lucht-Water
KA29659 | FläktGroup Series | FGAH1007BH2 | 48 | €11.825 | €10.800 | R032 | 675 | Lucht-Water
KA29657 | FläktGroup Series | FGAH1005BH2 | 36 | €9.125 | €8.100 | R032 | 675 | Lucht-Water
KA29658 | FläktGroup Series | FGAH1006BH2 | 43 | €10.700 | €9.675 | R032 | 675 | Lucht-Water
KA31064 | FoxAir | GL-9-1 | 4 | €2.125 | €900 | R290 (Propaan) | 3 | Lucht-Water
KA31063 | FoxAir | GL-22-3 | 11 | €3.700 | €2.475 | R290 (Propaan) | 3 | Lucht-Water
KA29715 | FoxAir | GL-15-3 | 8 | €3.025 | €1.800 | R290 (Propaan) | 3 | Lucht-Water
KA26338 | GREE | GRS-CQ6.0Pd/NhH2-E | 5 | €2.350 | €1.125 | R032 | 675 | Lucht-Water
KA22407 | GREE | GRS-CQ14Pd/NhG4-M | 12 | €3.925 | €2.700 | R032 | 675 | Lucht-Water
KA22406 | GREE | GRS-CQ12Pd/NhG4-M | 11 | €3.700 | €2.475 | R032 | 675 | Lucht-Water
KA22066 | GREE | GRS-CQ10PdG/NhH2-M | 8 | €3.025 | €1.800 | R032 | 675 | Lucht-Water
KA20186 | GREE | GRS-CQ6.0Pd/NhH-E | 5 | €2.350 | €1.125 | R032 | 675 | Lucht-Water
KA26335 | GREE | GRS-CQ12.0Pd/NhG2-M | 9 | €3.250 | €2.025 | R032 | 675 | Lucht-Water
KA20188 | GREE | GRS-CQ8.0Pd/NhH-E | 6 | €2.575 | €1.350 | R032 | 675 | Lucht-Water
KA26336 | GREE | GRS-CQ14.0Pd/NhG2-M | 10 | €3.275 | €2.250 | R032 | 675 | Lucht-Water
KA20180 | GREE | GRS-CQ10Pd/NhH-E | 8 | €3.025 | €1.800 | R032 | 675 | Lucht-Water
KA26337 | GREE | GRS-CQ16.0Pd/NhG2-M | 11 | €3.500 | €2.475 | R032 | 675 | Lucht-Water
KA20181 | GREE | GRS-CQ10PdG/NhH-E | 8 | €3.025 | €1.800 | R032 | 675 | Lucht-Water
KA21497 | GREE | GRS-CQ12PdG/NhH2-M | 10 | €3.475 | €2.250 | R032 | 675 | Lucht-Water
KA21498 | GREE | GRS-CQ14Pd/NhH-M | 12 | €3.725 | €2.700 | R032 | 675 | Lucht-Water
KA21500 | GREE | GRS-CQ16Pd/NhH-M | 12 | €3.725 | €2.700 | R032 | 675 | Lucht-Water
KA18893 | GREE | GRS-CQ6.0Pd/NhG-K | 5 | €2.150 | €1.125 | R032 | 675 | Lucht-Water
KA18894 | GREE | GRS-CQ8.0Pd/NhG-K | 6 | €2.375 | €1.350 | R032 | 675 | Lucht-Water
KA22405 | GREE | GRS-CQ10Pd/NhG4-M | 9 | €3.050 | €2.025 | R032 | 675 | Lucht-Water
KA26334 | GREE | GRS-CQ10.0Pd/NhH-M | 9 | €3.050 | €2.025 | R032 | 675 | Lucht-Water
KA21504 | GREE | GRS-CQ8.0PdG/NhH2-E | 6 | €2.575 | €1.350 | R032 | 675 | Lucht-Water
KA22408 | GREE | GRS-CQ16Pd/NhG4-M | 12 | €3.925 | €2.700 | R032 | 675 | Lucht-Water
KA22409 | GREE | GRS-CQ6.0Pd/NhG4-E | 5 | €2.350 | €1.125 | R032 | 675 | Lucht-Water
KA26339 | GREE | GRS-CQ8.0Pd/NhH2-E | 6 | €2.575 | €1.350 | R032 | 675 | Lucht-Water
KA22410 | GREE | GRS-CQ8.0Pd/NhG4-E | 8 | €2.825 | €1.800 | R032 | 675 | Lucht-Water
KA26333 | GREE | GRS-CQ10.0Pd/NhG2-M | 8 | €3.025 | €1.800 | R032 | 675 | Lucht-Water
KA21501 | GREE | GRS-CQ16PdG/NhH2-M | 12 | €3.725 | €2.700 | R032 | 675 | Lucht-Water
KA21578 | Galletti | MLI016H | 13 | €4.150 | €2.925 | R032 | 675 | Lucht-Water
KA21576 | Galletti | MLI010HM | 8 | €3.025 | €1.800 | R032 | 675 | Lucht-Water
KA21575 | Galletti | MLI008HM | 7 | €2.800 | €1.575 | R032 | 675 | Lucht-Water
KA30257 | Galletti | PLP052H | 38 | €9.575 | €8.550 | R290 (Propaan) | 3 | Lucht-Water
KA27574 | Galletti | MLE084P | 62 | €14.975 | €13.950 | R454B | 466 | Lucht-Water
KA30259 | Galletti | PLP062H | 45 | €11.350 | €10.125 | R290 (Propaan) | 3 | Lucht-Water
KA30258 | Galletti | PLP057H | 41 | €10.250 | €9.225 | R290 (Propaan) | 3 | Lucht-Water
KA30256 | Galletti | PLP045H | 33 | €8.450 | €7.425 | R290 (Propaan) | 3 | Lucht-Water
KA30036 | Galletti | MLP016H0AA | 13 | €4.150 | €2.925 | R290 (Propaan) | 3 | Lucht-Water
KA30035 | Galletti | MLP012HMAA | 11 | €3.700 | €2.475 | R290 (Propaan) | 3 | Lucht-Water
KA30255 | Galletti | PLP037H | 27 | €7.300 | €6.075 | R290 (Propaan) | 3 | Lucht-Water
KA30033 | Galletti | MLP008HMAA | 7 | €2.800 | €1.575 | R290 (Propaan) | 3 | Lucht-Water
KA30032 | Galletti | MLP006HMAA | 6 | €2.575 | €1.350 | R290 (Propaan) | 3 | Lucht-Water
KA24970 | Galletti | MLI030H | 24 | €6.425 | €5.400 | R032 | 675 | Lucht-Water
KA30034 | Galletti | MLP010HMAA | 8 | €3.025 | €1.800 | R290 (Propaan) | 3 | Lucht-Water
KA26344 | Galmet | Airmax 3 14GT | 7 | €2.800 | €1.575 | R290 (Propaan) | 3 | Lucht-Water
KA26346 | Galmet | Airmax 3 7GT | 4 | €2.125 | €900 | R290 (Propaan) | 3 | Lucht-Water
KA26345 | Galmet | Airmax 3 5GT | 4 | €2.125 | €900 | R290 (Propaan) | 3 | Lucht-Water
KA26343 | Galmet | Airmax 3 12GT | 6 | €2.575 | €1.350 | R290 (Propaan) | 3 | Lucht-Water
KA28187 | GreenPump | Combi-200L | 2 | €1.475 | €450 | R290 (Propaan) | 3 | Lucht-Water
KA28028 | GreenPump | HCYK-10CII | 19 | €5.300 | €4.275 | R744 (CO2) | 1 | Lucht-Water
KA27852 | GreenPump | HCYK-3D | 8 | €3.025 | €1.800 | R744 (CO2) | 1 | Lucht-Water
KA27597 | GreenPump | AMH22DCT | 14 | €4.375 | €3.150 | R290 (Propaan) | 3 | Lucht-Water
KA27596 | GreenPump | AMH19DCT | 12 | €3.925 | €2.700 | R290 (Propaan) | 3 | Lucht-Water
KA26522 | GreenPump | AMH12DCT | 8 | €3.025 | €1.800 | R290 (Propaan) | 3 | Lucht-Water
KA26524 | GreenPump | AMH16DCT | 11 | €3.700 | €2.475 | R290 (Propaan) | 3 | Lucht-Water
KA28029 | GreenPump | HCYK-20CII | 36 | €9.125 | €8.100 | R744 (CO2) | 1 | Lucht-Water
KA30144 | GreenPump | AMH40DCT | 28 | €7.325 | €6.300 | R290 (Propaan) | 3 | Lucht-Water
KA26525 | GreenPump | AMH6DC | 4 | €2.125 | €900 | R290 (Propaan) | 3 | Lucht-Water
KA26526 | GreenPump | AMH9DC | 6 | €2.575 | €1.350 | R290 (Propaan) | 3 | Lucht-Water
KA29080 | GreenPump | AMHH4DC wall mount | 3 | €1.900 | €675 | R290 (Propaan) | 3 | Lucht-Water
KA28936 | Grundig | GHPH-MM10 | 8 | €3.025 | €1.800 | R032 | 675 | Lucht-Water
KA21659 | HKS Lazar | HTi20/12 | 7 | €2.800 | €1.575 | R290 (Propaan) | 3 | Lucht-Water
KA29002 | Haier | AW082HUGHA | 6 | €2.575 | €1.350 | R290 (Propaan) | 3 | Lucht-Water
KA29006 | Haier | AW102MUGHA | 6 | €2.575 | €1.350 | R290 (Propaan) | 3 | Lucht-Water
KA29009 | Haier | AW12NHVGHA | 7 | €2.800 | €1.575 | R290 (Propaan) | 3 | Lucht-Water
KA29010 | Haier | AW12NMXGHA | 7 | €2.800 | €1.575 | R290 (Propaan) | 3 | Lucht-Water
KA27692 | Haier | AW11NMXCHA | 10 | €3.275 | €2.250 | R032 | 675 | Lucht-Water
KA24621 | Haier | AU162FYCRA(HW) | 14 | €4.175 | €3.150 | R032 | 675 | Lucht-Water
KA26999 | Haier | HPM16-Nd2 | 14 | €4.375 | €3.150 | R290 (Propaan) | 3 | Lucht-Water
KA26997 | Haier | HPM12-Nd2 | 12 | €3.925 | €2.700 | R290 (Propaan) | 3 | Lucht-Water
KA26996 | Haier | HPM10-Nd2 | 10 | €3.475 | €2.250 | R290 (Propaan) | 3 | Lucht-Water
KA26995 | Haier | HPM08-Nd2 | 8 | €3.025 | €1.800 | R290 (Propaan) | 3 | Lucht-Water
KA29007 | Haier | AW10NHUGHA | 6 | €2.575 | €1.350 | R290 (Propaan) | 3 | Lucht-Water
KA24499 | Haier | Super Aqua 6kw split (AW062SSCHA) | 5 | €2.150 | €1.125 | R032 | 675 | Lucht-Water
KA28995 | Haier | AU052FYCRA(HW) | 4 | €2.125 | €900 | R032 | 675 | Lucht-Water
KA28997 | Haier | AW042MUGHA | 4 | €2.125 | €900 | R290 (Propaan) | 3 | Lucht-Water
KA26998 | Haier | HPM14-Nd2 | 13 | €4.150 | €2.925 | R290 (Propaan) | 3 | Lucht-Water
KA28999 | Haier | AW062HUGHA | 4 | €2.125 | €900 | R290 (Propaan) | 3 | Lucht-Water
KA27694 | Haier | AW16NMXCHA | 12 | €3.725 | €2.700 | R032 | 675 | Lucht-Water
KA27693 | Haier | AW14NMXCHA | 12 | €3.725 | €2.700 | R032 | 675 | Lucht-Water
KA24620 | Haier | AU112FYCRA(HW) | 10 | €3.275 | €2.250 | R032 | 675 | Lucht-Water
KA24619 | Haier | AU082FYCRA(HW) | 7 | €2.600 | €1.575 | R032 | 675 | Lucht-Water
KA29003 | Haier | AW082MUGHA | 6 | €2.575 | €1.350 | R290 (Propaan) | 3 | Lucht-Water
KA29001 | Haier | AW072MUCHA | 6 | €2.575 | €1.350 | R032 | 675 | Lucht-Water
KA24894 | Haier | Super Aqua 8kw split (AW082SNCHA) | 7 | €2.600 | €1.575 | R032 | 675 | Lucht-Water
KA29014 | Haier | AW16NMXGHA | 11 | €3.700 | €2.475 | R290 (Propaan) | 3 | Lucht-Water
KA29012 | Haier | AW14NMXGHA | 7 | €2.800 | €1.575 | R290 (Propaan) | 3 | Lucht-Water
KA29008 | Haier | AW10NMUGHA | 6 | €2.575 | €1.350 | R290 (Propaan) | 3 | Lucht-Water
KA29005 | Haier | AW102HUGHA | 6 | €2.575 | €1.350 | R290 (Propaan) | 3 | Lucht-Water
KA29004 | Haier | AW092MUCHA | 7 | €2.800 | €1.575 | R032 | 675 | Lucht-Water
KA29000 | Haier | AW062MUGHA | 4 | €2.125 | €900 | R290 (Propaan) | 3 | Lucht-Water
KA28998 | Haier | AW052MUCHA | 5 | €2.150 | €1.125 | R032 | 675 | Lucht-Water
KA28996 | Haier | AW042HUGHA | 4 | €2.125 | €900 | R290 (Propaan) | 3 | Lucht-Water
KA29011 | Haier | AW14NHVGHA | 7 | €2.800 | €1.575 | R290 (Propaan) | 3 | Lucht-Water
KA29013 | Haier | AW16NHVGHA | 11 | €3.700 | €2.475 | R290 (Propaan) | 3 | Lucht-Water
KA24892 | Haier | Super Aqua 10kw split (AW102SNCHA) | 9 | €3.050 | €2.025 | R032 | 675 | Lucht-Water
KA31473 | Heatcomp | HC-M12 | 11 | €3.700 | €2.475 | R290 (Propaan) | 3 | Lucht-Water
KA31472 | Heatcomp | HC-M10 | 11 | €3.500 | €2.475 | R290 (Propaan) | 3 | Lucht-Water
KA31468 | Heatcomp | HC-CM100 | 50 | €12.475 | €11.250 | R290 (Propaan) | 3 | Lucht-Water
KA30774 | Heatcomp | HC-CM50 | 25 | €6.850 | €5.625 | R290 (Propaan) | 3 | Lucht-Water
KA31470 | Heatcomp | HC-M06 | 5 | €2.350 | €1.125 | R290 (Propaan) | 3 | Lucht-Water
KA31474 | Heatcomp | HC-M14 | 12 | €3.925 | €2.700 | R290 (Propaan) | 3 | Lucht-Water
KA31471 | Heatcomp | HC-M08 | 7 | €2.800 | €1.575 | R290 (Propaan) | 3 | Lucht-Water
KA31475 | Heatcomp | HC-M16 | 14 | €4.375 | €3.150 | R290 (Propaan) | 3 | Lucht-Water
KA22465 | Heatcomp | HC-M10/15 | 8 | €3.025 | €1.800 | R290 (Propaan) | 3 | Lucht-Water
KA31469 | Heatcomp | HC-M04 | 4 | €2.125 | €900 | R290 (Propaan) | 3 | Lucht-Water
KA28687 | Heatcomp | HC-UM50 | 23 | €6.400 | €5.175 | R290 (Propaan) | 3 | Lucht-Water
KA22466 | Heatcomp | HC-M6/9 | 4 | €2.125 | €900 | R290 (Propaan) | 3 | Lucht-Water
KA28203 | Hecotexx | HE-60W/EN8BP | 5 | €2.350 | €1.125 | R032 | 675 | Lucht-Water
KA28201 | Hecotexx | HE-160W/EN8BP | 13 | €4.150 | €2.925 | R032 | 675 | Lucht-Water
KA28200 | Hecotexx | HE-140W/EN8BP | 12 | €3.925 | €2.700 | R032 | 675 | Lucht-Water
KA28199 | Hecotexx | HE-120W/EN8BP | 10 | €3.475 | €2.250 | R032 | 675 | Lucht-Water
KA28198 | Hecotexx | HE-100W/EN8BP | 8 | €3.025 | €1.800 | R032 | 675 | Lucht-Water
KA28204 | Hecotexx | HE-80W/EN8BP | 7 | €2.800 | €1.575 | R032 | 675 | Lucht-Water
KA23438 | Heiko | Thermal 9 | 6 | €2.575 | €1.350 | R032 | 675 | Lucht-Water
KA29092 | Heiz Meister | HM-ES500 | 9 | €3.250 | €2.025 | R290 (Propaan) | 3 | Lucht-Water
KA29093 | Heiz Meister | HM-ES400 | 8 | €2.825 | €1.800 | R290 (Propaan) | 3 | Lucht-Water
KA29091 | Heiz Meister | HM-ES300 | 5 | €2.350 | €1.125 | R290 (Propaan) | 3 | Lucht-Water
KA30288 | Heliotherm | SNT18L-M-R-CC | 18 | €5.275 | €4.050 | R290 (Propaan) | 3 | Lucht-Water
KA28173 | Heliotherm | SNT15L-M-R-CC | 13 | €4.150 | €2.925 | R290 (Propaan) | 3 | Lucht-Water
KA31612 | Heliotherm | S10L-M-R-CU | 10 | €3.475 | €2.250 | R410A | 2088 | Lucht-Water
KA14975 | Heliotherm | S08L-M-CC | 10 | €3.475 | €2.250 | R410A | 2088 | Lucht-Water
KA14978 | Heliotherm | HP08L-M-BC | 10 | €3.475 | €2.250 | R410A | 2088 | Lucht-Water
KA14977 | Heliotherm | S18L-M-CC | 18 | €5.275 | €4.050 | R410A | 2088 | Lucht-Water
KA14976 | Heliotherm | S12L-M-CC | 12 | €3.925 | €2.700 | R410A | 2088 | Lucht-Water
KA26178 | Heliotherm | SNT07L-M-R-CC | 6 | €2.575 | €1.350 | R290 (Propaan) | 3 | Lucht-Water
KA31613 | Heliotherm | S14L-M-R-CU | 14 | €4.375 | €3.150 | R410A | 2088 | Lucht-Water
KA31611 | Heliotherm | S07L-M-R-CU | 8 | €3.025 | €1.800 | R410A | 2088 | Lucht-Water
KA30287 | Heliotherm | SNT10L-M-R-CC | 10 | €3.475 | €2.250 | R290 (Propaan) | 3 | Lucht-Water
KA30773 | Hewalex | Solmax 3kW | 2 | €1.675 | €450 | R410A | 2088 | Lucht-Water
KA23294 | Hewalex | HPOM006Z0 | 4 | €1.925 | €900 | R032 | 675 | Lucht-Water
KA23293 | Hewalex | HPOM011Z0 | 7 | €2.600 | €1.575 | R032 | 675 | Lucht-Water
KA23282 | Hewalex | HPOM009Z0 | 5 | €2.150 | €1.125 | R032 | 675 | Lucht-Water
KA27867 | Hisense | Hi-Therma Integra AHW/AHS-060 6kW 230L Split | 6 | €2.575 | €1.350 | R032 | 675 | Lucht-Water
KA27866 | Hisense | Hi-Therma Integra AHW/AHS-044 4.4kW 230L Split | 4 | €2.125 | €900 | R032 | 675 | Lucht-Water
KA23832 | Hisense | Hi-Therma AHW/AHM-080 8kW Split | 6 | €2.575 | €1.350 | R032 | 675 | Lucht-Water
KA29310 | Hisense | AHZ-040U4GSA00 | 3 | €1.900 | €675 | R290 (Propaan) | 3 | Lucht-Water
KA27868 | Hisense | Hi-Therma Integra AHW/AHS-080 8kW 230L Split | 6 | €2.575 | €1.350 | R032 | 675 | Lucht-Water
KA02865 | Hitachi | Yutaki-S RAS8WHNPE+RWM8NE | 16 | €4.625 | €3.600 | R410A | 2088 | Lucht-Water
KA02860 | Hitachi | Yutaki-S80 RAS6WH(V)NPE+RWH6(V)NFE | 16 | €4.625 | €3.600 | R410A | 2088 | Lucht-Water
KA02853 | Hitachi | Yutaki-S RAS5WH(V)NPE+RWM5 | 12 | €3.725 | €2.700 | R410A | 2088 | Lucht-Water
KA02852 | Hitachi | Yutaki-S80 RAS4WH(V)NPE+RWH4(V)NFWE+260L | 11 | €3.500 | €2.475 | R410A | 2088 | Lucht-Water
KA02848 | Hitachi | Yutaki-S80 RAS4WH(V)NPE+RWH4(V)NFE | 11 | €3.500 | €2.475 | R410A | 2088 | Lucht-Water
KA02847 | Hitachi | Yutaki-S RAS4WH(V)NPE+RWM4 | 10 | €3.475 | €2.250 | R410A | 2088 | Lucht-Water
KA31033 | Hitachi | AirH2O 600 RAS4 + RWM4/RWD4(220L) | 11 | €3.700 | €2.475 | R032 | 675 | Lucht-Water
KA20967 | Hitachi | Yutaki-S RAS2.5WHVRP1 + RWM2.5R1E | 5 | €2.350 | €1.125 | R032 | 675 | Lucht-Water
KA30889 | Hitachi | AirH2O 800M RASM6(V)TW2E (CBX01/HWMW2E/HWD-W2E220S) | 12 | €3.725 | €2.700 | R290 (Propaan) | 3 | Lucht-Water
KA20960 | Hitachi | Yutaki-S Combi RAS2.0WHVRP1 + RWD2.0RW1E-220S | 4 | €2.125 | €900 | R032 | 675 | Lucht-Water
KA15893 | Hitachi | Yutaki-M RASM3VRE | 6 | €2.575 | €1.350 | R032 | 675 | Lucht-Water
KA15892 | Hitachi | Yutaki-M RASM2VRE | 4 | €2.125 | €900 | R032 | 675 | Lucht-Water
KA15887 | Hitachi | Yutaki-S Combi RAS2.5WHVRP+RWD2.5+260L / Solar | 5 | €2.350 | €1.125 | R032 | 675 | Lucht-Water
KA20965 | Hitachi | Yutaki-S Combi RAS6WH(V)NPE + RWD6 + 220L | 14 | €4.175 | €3.150 | R410A | 2088 | Lucht-Water
KA20962 | Hitachi | Yutaki-S Combi RAS3.0WHVRP1 + RWD3.0RW1E-220S | 6 | €2.575 | €1.350 | R032 | 675 | Lucht-Water
KA20961 | Hitachi | Yutaki-S Combi RAS2.5WHVRP1 + RWD2.5RW1E-220S | 5 | €2.350 | €1.125 | R032 | 675 | Lucht-Water
KA20968 | Hitachi | Yutaki-S RAS3.0WHVRP1 + RWM3.0R1E | 6 | €2.575 | €1.350 | R032 | 675 | Lucht-Water
KA02859 | Hitachi | Yutaki-S RAS6WH(V)NPE+RWM6 | 14 | €4.175 | €3.150 | R410A | 2088 | Lucht-Water
KA30886 | Hitachi | AirH2O 800M RASM3VTW2E (CBX01/HWMW2E/HWD-W2E220S) | 5 | €2.350 | €1.125 | R290 (Propaan) | 3 | Lucht-Water
KA20964 | Hitachi | Yutaki-S Combi RAS5WH(V)NPE + RWD5 + 220L | 12 | €3.925 | €2.700 | R410A | 2088 | Lucht-Water
KA02858 | Hitachi | Yutaki-S80 RAS5WH(V)NPE+RWH5(V)NFWE+260L | 14 | €4.175 | €3.150 | R410A | 2088 | Lucht-Water
KA31032 | Hitachi | AirH2O 600 RAS3.5 + RWM3.5/RWD3.5(220L) | 11 | €3.700 | €2.475 | R032 | 675 | Lucht-Water
KA31035 | Hitachi | AirH2O 600 RAS6 + RWM6/RWD6(220L) | 12 | €3.925 | €2.700 | R032 | 675 | Lucht-Water
KA31030 | Hitachi | AirH2O 600 RAS2.5 + RWM2.5/RWD2.5(220L) | 5 | €2.350 | €1.125 | R032 | 675 | Lucht-Water
KA31031 | Hitachi | AirH2O 600 RAS3 + RWM3/RWD3(220L) | 6 | €2.575 | €1.350 | R032 | 675 | Lucht-Water
KA31029 | Hitachi | AirH2O 600 RAS2 + RWM2/RWD2(220L) | 4 | €2.125 | €900 | R032 | 675 | Lucht-Water
KA20963 | Hitachi | Yutaki-S Combi RAS4WH(V)NPE + RWD4 + 220L | 10 | €3.475 | €2.250 | R410A | 2088 | Lucht-Water
KA30887 | Hitachi | AirH2O 800M RASM4(V)TW2E (CBX01/HWMW2E/HWD-W2E220S) | 9 | €3.250 | €2.025 | R290 (Propaan) | 3 | Lucht-Water
KA30885 | Hitachi | AirH2O 800M RASM3.5VTW2E (CBX01/HWMW2E/HWD-W2E220S) | 7 | €2.800 | €1.575 | R290 (Propaan) | 3 | Lucht-Water
KA30884 | Hitachi | AirH2O 800M RASM2VTW2E (CBX01/HWMW2E/HWDW2E220S) | 4 | €2.125 | €900 | R290 (Propaan) | 3 | Lucht-Water
KA31028 | Hitachi | AirH2O 600 RAS1.5 + RWM1.5/RWD1.5(220L) | 3 | €1.900 | €675 | R032 | 675 | Lucht-Water
KA31034 | Hitachi | AirH2O 600 RAS5 + RWM5/RWD5(220L) | 12 | €3.925 | €2.700 | R032 | 675 | Lucht-Water
KA30888 | Hitachi | AirH2O 800M RASM5(V)TW2E (CBX01/HWMW2E/HWD-W2E220S) | 11 | €3.700 | €2.475 | R290 (Propaan) | 3 | Lucht-Water
KA20966 | Hitachi | Yutaki-S RAS2.0WHVRP1 + RWM2.0R1E | 4 | €2.125 | €900 | R032 | 675 | Lucht-Water
KA22473 | Hitachi | Yutaki-M RASM-7(V)R(W)1E | 16 | €4.625 | €3.600 | R032 | 675 | Lucht-Water
KA22472 | Hitachi | Yutaki-M RASM-6(V)R(W)1E | 12 | €3.725 | €2.700 | R032 | 675 | Lucht-Water
KA22471 | Hitachi | Yutaki-M RASM-5(V)R(W)1E | 11 | €3.500 | €2.475 | R032 | 675 | Lucht-Water
KA22470 | Hitachi | Yutaki-M RASM-4(V)R(W)1E | 10 | €3.275 | €2.250 | R032 | 675 | Lucht-Water
KA27704 | Hofmann | PAVH-12V1FXC | 8 | €3.025 | €1.800 | R032 | 675 | Lucht-Water
KA27703 | Hofmann | PAVH-09V1FXC | 8 | €3.025 | €1.800 | R032 | 675 | Lucht-Water
KA25536 | Hofmann | PAVH-12V1GMA (R290) | 8 | €3.025 | €1.800 | R290 (Propaan) | 3 | Lucht-Water
KA25533 | Hofmann | PAVH-08V1GMA (R290) | 6 | €2.575 | €1.350 | R290 (Propaan) | 3 | Lucht-Water
KA25538 | Hofmann | PAVH-15V4GMA (R290) | 11 | €3.700 | €2.475 | R290 (Propaan) | 3 | Lucht-Water
KA25534 | Hofmann | PAVH-09V1FBA (R32) | 6 | €2.575 | €1.350 | R032 | 675 | Lucht-Water
KA28389 | House Heating | HH-C3-8 | 7 | €2.800 | €1.575 | R290 (Propaan) | 3 | Lucht-Water
KA28038 | House Heating | HH-C3-18 | 15 | €4.400 | €3.375 | R290 (Propaan) | 3 | Lucht-Water
KA28037 | House Heating | HH-C3-12 | 9 | €3.250 | €2.025 | R290 (Propaan) | 3 | Lucht-Water
KA28035 | House Heating | HH-C1-6 | 5 | €2.350 | €1.125 | R290 (Propaan) | 3 | Lucht-Water
KA29276 | House Heating | HH-C3-50 | 31 | €8.000 | €6.975 | R290 (Propaan) | 3 | Lucht-Water
KA26902 | Hoval | Ultrasource B comfort C (11) | 9 | €3.250 | €2.025 | R410A | 2088 | Lucht-Water
KA27649 | Immergas | Magis Hercules Pro mini 9 | 7 | €2.600 | €1.575 | R032 | 675 | Lucht-Water
KA22184 | Immergas | Magis M12 | 11 | €3.700 | €2.475 | R032 | 675 | Lucht-Water
KA22185 | Immergas | Magis M12T | 11 | €3.700 | €2.475 | R032 | 675 | Lucht-Water
KA22186 | Immergas | Magis M14 | 12 | €3.925 | €2.700 | R032 | 675 | Lucht-Water
KA22187 | Immergas | Magis M14T | 12 | €3.925 | €2.700 | R032 | 675 | Lucht-Water
KA27992 | Immergas | Magis Combo 6 V2 (2024) | 5 | €2.350 | €1.125 | R032 | 675 | Lucht-Water
KA27990 | Immergas | Magis Pro 6 V2 (2024) | 5 | €2.350 | €1.125 | R032 | 675 | Lucht-Water
KA31049 | Immergas | Magis Hercules Pro 12 I | 10 | €3.475 | €2.250 | R410A | 2088 | Lucht-Water
KA31630 | Immergas | Magis M12 Top | 11 | €3.700 | €2.475 | R290 (Propaan) | 3 | Lucht-Water
KA31041 | Immergas | Magis Combo 12 V2 I | 12 | €3.925 | €2.700 | R410A | 2088 | Lucht-Water
KA31051 | Immergas | Magis Hercules Pro 14 I | 10 | €3.475 | €2.250 | R410A | 2088 | Lucht-Water
KA31632 | Immergas | Magis M16 Top | 14 | €4.375 | €3.150 | R290 (Propaan) | 3 | Lucht-Water
KA27648 | Immergas | Magis Hercules Pro mini 6 | 5 | €2.150 | €1.125 | R032 | 675 | Lucht-Water
KA31052 | Immergas | Magis Hercules Pro 14 T I | 10 | €3.475 | €2.250 | R410A | 2088 | Lucht-Water
KA31060 | Immergas | Magis Pro 14 V2 T I | 12 | €3.925 | €2.700 | R410A | 2088 | Lucht-Water
KA31058 | Immergas | Magis Pro 12 V2 T I | 12 | €3.925 | €2.700 | R410A | 2088 | Lucht-Water
KA31050 | Immergas | Magis Hercules Pro 12 T I | 10 | €3.475 | €2.250 | R410A | 2088 | Lucht-Water
KA31045 | Immergas | Magis Combo 14 V2 T I | 12 | €3.925 | €2.700 | R410A | 2088 | Lucht-Water
KA31054 | Immergas | Magis Hercules Pro 16 T I | 12 | €3.725 | €2.700 | R410A | 2088 | Lucht-Water
KA22195 | Immergas | Magis M6 | 6 | €2.575 | €1.350 | R032 | 675 | Lucht-Water
KA22196 | Immergas | Magis M8 | 7 | €2.800 | €1.575 | R032 | 675 | Lucht-Water
KA31635 | Immergas | Magis M8 Top | 7 | €2.800 | €1.575 | R290 (Propaan) | 3 | Lucht-Water
KA31633 | Immergas | Magis M16T Top | 14 | €4.375 | €3.150 | R290 (Propaan) | 3 | Lucht-Water
KA31631 | Immergas | Magis M12T Top | 11 | €3.700 | €2.475 | R290 (Propaan) | 3 | Lucht-Water
KA31042 | Immergas | Magis Combo 12 V2 T I | 12 | €3.925 | €2.700 | R410A | 2088 | Lucht-Water
KA31043 | Immergas | Magis Combo 14 PLUS V2 T I | 12 | €3.925 | €2.700 | R410A | 2088 | Lucht-Water
KA31040 | Immergas | Magis Combo 12 PLUS V2 T I | 12 | €3.925 | €2.700 | R410A | 2088 | Lucht-Water
KA31048 | Immergas | Magis Combo 16 V2 T I | 13 | €4.150 | €2.925 | R410A | 2088 | Lucht-Water
KA31044 | Immergas | Magis Combo 14 V2 I | 12 | €3.925 | €2.700 | R410A | 2088 | Lucht-Water
KA31061 | Immergas | Magis Pro 16 V2 I | 13 | €4.150 | €2.925 | R410A | 2088 | Lucht-Water
KA31057 | Immergas | Magis Pro 12 V2 I | 12 | €3.925 | €2.700 | R410A | 2088 | Lucht-Water
KA31059 | Immergas | Magis Pro 14 V2 I | 12 | €3.925 | €2.700 | R410A | 2088 | Lucht-Water
KA19630 | Immergas | Magis Combo Plus 9 V2 | 7 | €2.600 | €1.575 | R032 | 675 | Lucht-Water
KA19629 | Immergas | Magis Combo Plus 6 V2 | 5 | €2.150 | €1.125 | R032 | 675 | Lucht-Water
KA31046 | Immergas | Magis Combo 16 PLUS V2 T I | 13 | €4.150 | €2.925 | R410A | 2088 | Lucht-Water
KA31055 | Immergas | Magis Hercules Pro Mini 6 (2025) | 5 | €2.350 | €1.125 | R032 | 675 | Lucht-Water
KA31047 | Immergas | Magis Combo 16 V2 I | 13 | €4.150 | €2.925 | R410A | 2088 | Lucht-Water
KA27993 | Immergas | Magis Combo 9 V2 (2024) | 8 | €3.025 | €1.800 | R032 | 675 | Lucht-Water
KA31053 | Immergas | Magis Hercules Pro 16 I | 12 | €3.725 | €2.700 | R410A | 2088 | Lucht-Water
KA31062 | Immergas | Magis Pro 16 V2 T I | 13 | €4.150 | €2.925 | R410A | 2088 | Lucht-Water
KA27991 | Immergas | Magis Pro 9 V2 (2024) | 8 | €3.025 | €1.800 | R032 | 675 | Lucht-Water
KA27994 | Immergas | Magis Pro V2 16 T | 11 | €3.500 | €2.475 | R410A | 2088 | Lucht-Water
KA31634 | Immergas | Magis M5 Top | 5 | €2.350 | €1.125 | R290 (Propaan) | 3 | Lucht-Water
KA22194 | Immergas | Magis M4 | 5 | €2.350 | €1.125 | R032 | 675 | Lucht-Water
KA19631 | Immergas | Magis Pro 4 V2 | 4 | €2.125 | €900 | R032 | 675 | Lucht-Water
KA31056 | Immergas | Magis Hercules Pro Mini 9 (2025) | 8 | €3.025 | €1.800 | R032 | 675 | Lucht-Water
KA31234 | InterClima-MTA | iCYN HP 016 | 38 | €9.575 | €8.550 | R290 (Propaan) | 3 | Lucht-Water
KA31235 | InterClima-MTA | iCYN HP 019 | 45 | €11.150 | €10.125 | R290 (Propaan) | 3 | Lucht-Water
KA31229 | InterClima-MTA | iCYN HP 006 | 14 | €4.175 | €3.150 | R290 (Propaan) | 3 | Lucht-Water
KA31227 | InterClima-MTA | iCYN HP 002 | 6 | €2.375 | €1.350 | R290 (Propaan) | 3 | Lucht-Water
KA31225 | InterClima-MTA | iCYG HP 017 | 43 | €10.700 | €9.675 | R454B | 466 | Lucht-Water
KA31221 | InterClima-MTA | iCYG HP 009 | 21 | €5.750 | €4.725 | R454B | 466 | Lucht-Water
KA31220 | InterClima-MTA | iCYG HP 007 XLN | 17 | €4.850 | €3.825 | R454B | 466 | Lucht-Water
KA31219 | InterClima-MTA | iCYG HP 007 | 17 | €4.850 | €3.825 | R454B | 466 | Lucht-Water
KA31223 | InterClima-MTA | iCYG HP 013 | 34 | €8.675 | €7.650 | R454B | 466 | Lucht-Water
KA31222 | InterClima-MTA | iCYG HP 009 XLN | 21 | €5.750 | €4.725 | R454B | 466 | Lucht-Water
KA31226 | InterClima-MTA | iCYG HP 017 XLN | 43 | €10.700 | €9.675 | R454B | 466 | Lucht-Water
KA31224 | InterClima-MTA | iCYG HP 013 XLN | 34 | €8.675 | €7.650 | R454B | 466 | Lucht-Water
KA31228 | InterClima-MTA | iCYN HP 004 | 10 | €3.275 | €2.250 | R290 (Propaan) | 3 | Lucht-Water
KA31231 | InterClima-MTA | iCYN HP 010 | 25 | €6.650 | €5.625 | R290 (Propaan) | 3 | Lucht-Water
KA31230 | InterClima-MTA | iCYN HP 008 | 20 | €5.525 | €4.500 | R290 (Propaan) | 3 | Lucht-Water
KA31233 | InterClima-MTA | iCYN HP 014 | 33 | €8.450 | €7.425 | R290 (Propaan) | 3 | Lucht-Water
KA31232 | InterClima-MTA | iCYN HP 012 | 29 | €7.550 | €6.525 | R290 (Propaan) | 3 | Lucht-Water
KA22154 | Intergas | Xtend 5 | 4 | €1.925 | €900 | R032 | 675 | Lucht-Water
KA27434 | Intergas | Xtend 5 Mono FT | 4 | €1.925 | €900 | R032 | 675 | Lucht-Water
KA31212 | Intergas | Xtend ECO 5 | 4 | €2.125 | €900 | R290 (Propaan) | 3 | Lucht-Water
KA30173 | Intergas | Xceed 6 | 5 | €2.350 | €1.125 | R290 (Propaan) | 3 | Lucht-Water
KA30172 | Intergas | Xceed 12 | 9 | €3.250 | €2.025 | R290 (Propaan) | 3 | Lucht-Water
KA30174 | Intergas | Xceed 8 | 8 | €3.025 | €1.800 | R290 (Propaan) | 3 | Lucht-Water
KA21603 | Inventor | ATS06S/HU060S3 | 6 | €2.575 | €1.350 | R032 | 675 | Lucht-Water
KA21602 | Inventor | ATS04S/HU060S3 | 5 | €2.350 | €1.125 | R032 | 675 | Lucht-Water
KA21601 | Inventor | ATMH06S3 | 6 | €2.575 | €1.350 | R032 | 675 | Lucht-Water
KA20955 | Inventor | ATS16T-AU160T9 | 13 | €4.150 | €2.925 | R032 | 675 | Lucht-Water
KA20951 | Inventor | ATS08S-HU100S3 | 7 | €2.800 | €1.575 | R032 | 675 | Lucht-Water
KA11861 | Inventum | Spaarpomp | 2 | €1.675 | €450 | R134A | 1430 | Lucht-Water
KA01709 | Inventum | Ecolution Combi50 | 2 | €1.675 | €450 | R134A | 1430 | Lucht-Water
KA01697 | Inventum | Ecolution Solo | 2 | €1.675 | €450 | R134A | 1430 | Lucht-Water
KA27921 | Inventum | Compacto | 5 | €2.350 | €1.125 | R032 | 675 | Lucht-Water
KA20567 | Inventum | Modul-AIR Blue 5.0 | 5 | €2.350 | €1.125 | R032 | 675 | Lucht-Water
KA14499 | Inventum | Modul-Air | 2 | €1.675 | €450 | R134A | 1430 | Lucht-Water
KA19079 | Inventum | Modul-AIR Red 5.0 | 5 | €2.350 | €1.125 | R032 | 675 | Lucht-Water
KA20993 | Itho Daalderop | Vincent V45-Combi | 4 | €1.925 | €900 | R290 (Propaan) | 3 | Lucht-Water
KA11614 | Itho Daalderop | HP-S 130 | 9 | €3.050 | €2.025 | R410A | 2088 | Lucht-Water
KA15794 | Itho Daalderop | HP-M25i | 2 | €1.475 | €450 | R410A | 2088 | Lucht-Water
KA24520 | Itho Daalderop | Amber 65 | 4 | €2.125 | €900 | R290 (Propaan) | 3 | Lucht-Water
KA24522 | Itho Daalderop | Amber 120 | 8 | €3.025 | €1.800 | R290 (Propaan) | 3 | Lucht-Water
KA24521 | Itho Daalderop | Amber 95 | 6 | €2.575 | €1.350 | R290 (Propaan) | 3 | Lucht-Water
KA20994 | Itho Daalderop | Vincent V45-Hybride | 4 | €1.925 | €900 | R290 (Propaan) | 3 | Lucht-Water
KA21570 | KAISAI | KHC-16RY3 | 12 | €3.725 | €2.700 | R032 | 675 | Lucht-Water
KA21568 | KAISAI | KHC-12RY3 | 10 | €3.275 | €2.250 | R032 | 675 | Lucht-Water
KA21567 | KAISAI | KHC-10RY1 | 7 | €2.600 | €1.575 | R032 | 675 | Lucht-Water
KA21566 | KAISAI | KHC-08RY1 | 6 | €2.375 | €1.350 | R032 | 675 | Lucht-Water
KA21565 | KAISAI | KHC-06RY1 | 5 | €2.150 | €1.125 | R032 | 675 | Lucht-Water
KA21564 | KAISAI | KHA-16RY3 + KMK160RY3 | 12 | €3.725 | €2.700 | R032 | 675 | Lucht-Water
KA21563 | KAISAI | KHA-14RY3 + KMK160RY3 | 11 | €3.500 | €2.475 | R032 | 675 | Lucht-Water
KA21562 | KAISAI | KHA-12RY3 + KMK160RY3 | 10 | €3.275 | €2.250 | R032 | 675 | Lucht-Water
KA21561 | KAISAI | KHA-10RY1 + KMK100RY1 | 7 | €2.600 | €1.575 | R032 | 675 | Lucht-Water
KA21560 | KAISAI | KHA-08RY1 + KMK100RY1 | 6 | €2.375 | €1.350 | R032 | 675 | Lucht-Water
KA27043 | KAISAI | KHY-12PY3 | 8 | €3.025 | €1.800 | R290 (Propaan) | 3 | Lucht-Water
KA22262 | KAISAI | KMK-190L-100RY3 & KHA-10RY1 | 7 | €2.600 | €1.575 | R032 | 675 | Lucht-Water
KA21559 | KAISAI | KHA-06RY1 + KMK60RY1 | 5 | €2.150 | €1.125 | R032 | 675 | Lucht-Water
KA30285 | KAISAI | KHA-10RY1-B & KMK-100RY3 | 8 | €3.025 | €1.800 | R032 | 675 | Lucht-Water
KA30286 | KAISAI | KHA-10RY1-B & KMK-190L-100RY1 | 8 | €3.025 | €1.800 | R032 | 675 | Lucht-Water
KA27044 | KAISAI | KHY-15PY3 | 11 | €3.500 | €2.475 | R290 (Propaan) | 3 | Lucht-Water
KA28422 | KRONOTERM | Adapt 0312-K3 HT / HK 3F | 8 | €3.025 | €1.800 | R452B | 675 | Lucht-Water
KA29839 | KRONOTERM | Versi-o | 6 | €2.575 | €1.350 | R452B | 675 | Lucht-Water
KA30004 | KRONOTERM | adaptmax 10070 / HK 3F N | 53 | €13.150 | €11.925 | R290 (Propaan) | 3 | Lucht-Water
KA30003 | KRONOTERM | adaptmax 10035 / HK 3F N | 27 | €7.300 | €6.075 | R290 (Propaan) | 3 | Lucht-Water
KA29840 | KRONOTERM | Versi-X | 6 | €2.575 | €1.350 | R452B | 675 | Lucht-Water
KA29838 | KRONOTERM | adapt 0724-K3 HT / HK 3F | 16 | €4.825 | €3.600 | R452B | 675 | Lucht-Water
KA29837 | KRONOTERM | adapt 0416-K3 HT /HK 3F | 11 | €3.700 | €2.475 | R452B | 675 | Lucht-Water
KA29836 | KRONOTERM | adapt 0416-K3 HT / HK 1F | 11 | €3.700 | €2.475 | R452B | 675 | Lucht-Water
KA29835 | KRONOTERM | Adapt 0312-K3 HT / HK 1F | 8 | €3.025 | €1.800 | R452B | 675 | Lucht-Water
KA22541 | KRONOTERM | Versi I | 6 | €2.575 | €1.350 | R452B | 675 | Lucht-Water
KA27042 | Kensol | KTM6 | 6 | €2.575 | €1.350 | R032 | 675 | Lucht-Water
KA27041 | Kensol | KTM17 | 16 | €4.825 | €3.600 | R032 | 675 | Lucht-Water
KA27040 | Kensol | KTM14 | 15 | €4.600 | €3.375 | R032 | 675 | Lucht-Water
KA27039 | Kensol | KTM10 | 9 | €3.250 | €2.025 | R032 | 675 | Lucht-Water
KA17988 | Keyter | KWE 5090 I-H | 59 | €14.500 | €13.275 | R410A | 2088 | Lucht-Water
KA31572 | Keyter | KWE-2046 I-P/S LN (R454B) | 29 | €7.550 | €6.525 | R454B | 466 | Lucht-Water
KA25884 | Kipi | Hero Premium R290 Q15 | 8 | €3.025 | €1.800 | R290 (Propaan) | 3 | Lucht-Water
KA25885 | Kipi | Hero Premium R290 Q22 | 11 | €3.700 | €2.475 | R290 (Propaan) | 3 | Lucht-Water
KA29972 | KoFri | 55 | 13 | €4.150 | €2.925 | R032 | 675 | Lucht-Water
KA27938 | KoFri | 65 | 14 | €4.175 | €3.150 | R032 | 675 | Lucht-Water
KA27937 | KoFri | 35 | 9 | €3.250 | €2.025 | R032 | 675 | Lucht-Water
KA30442 | KoFri | 65M | 12 | €3.925 | €2.700 | R290 (Propaan) | 3 | Lucht-Water
KA30440 | KoFri | 35M | 8 | €2.825 | €1.800 | R290 (Propaan) | 3 | Lucht-Water
KA30441 | KoFri | 45M | 11 | €3.500 | €2.475 | R290 (Propaan) | 3 | Lucht-Water
KA30439 | KoFri | 25M | 5 | €2.350 | €1.125 | R290 (Propaan) | 3 | Lucht-Water
KA29973 | KoFri | 85 | 16 | €4.825 | €3.600 | R032 | 675 | Lucht-Water
KA29971 | KoFri | 105 | 18 | €5.275 | €4.050 | R032 | 675 | Lucht-Water
KA24973 | Kolton | Airkompakt p1522 | 11 | €3.500 | €2.475 | R290 (Propaan) | 3 | Lucht-Water
KA22415 | LG | HU051MR U44 / HN0913T NK0 | 6 | €2.575 | €1.350 | R032 | 675 | Lucht-Water
KA31068 | LG | HM121MRS UB40 | 12 | €3.925 | €2.700 | R032 | 675 | Lucht-Water
KA21271 | LG | HM121MR U34 | 12 | €3.925 | €2.700 | R032 | 675 | Lucht-Water
KA21272 | LG | HM123MR U34 | 12 | €3.925 | €2.700 | R032 | 675 | Lucht-Water
KA21297 | LG | HU163MRB U30 / HN1616Y NB1 | 12 | €3.925 | €2.700 | R032 | 675 | Lucht-Water
KA21296 | LG | HU163MRB U30 / HN1600MC NK1 | 12 | €3.925 | €2.700 | R032 | 675 | Lucht-Water
KA21291 | LG | HU143MRB U30 / HN1616Y NB1 | 12 | €3.925 | €2.700 | R032 | 675 | Lucht-Water
KA21290 | LG | HU143MRB U30 / HN1600MC NK1 | 12 | €3.925 | €2.700 | R032 | 675 | Lucht-Water
KA21285 | LG | HU123MRB U30 / HN1616Y NB1 | 12 | €3.925 | €2.700 | R032 | 675 | Lucht-Water
KA21284 | LG | HU123MRB U30 / HN1600MC NK1 | 12 | €3.925 | €2.700 | R032 | 675 | Lucht-Water
KA21281 | LG | HU121MRB U30 / HN1600MC NK1 | 12 | €3.925 | €2.700 | R032 | 675 | Lucht-Water
KA21279 | LG | HU091MR U44 / HN091MR NK5 | 6 | €2.575 | €1.350 | R032 | 675 | Lucht-Water
KA21278 | LG | HU071MR U44 / HN091MR NK5 | 6 | €2.575 | €1.350 | R032 | 675 | Lucht-Water
KA21274 | LG | HM143MR U34 | 12 | €3.925 | €2.700 | R032 | 675 | Lucht-Water
KA21270 | LG | HM091MR U44 | 6 | €2.575 | €1.350 | R032 | 675 | Lucht-Water
KA21269 | LG | HM071MR U44 | 6 | €2.575 | €1.350 | R032 | 675 | Lucht-Water
KA21268 | LG | HM051MR U44 | 6 | €2.575 | €1.350 | R032 | 675 | Lucht-Water
KA21273 | LG | HM141MR U34 | 12 | €3.925 | €2.700 | R032 | 675 | Lucht-Water
KA21276 | LG | HM163MR U34 | 12 | €3.925 | €2.700 | R032 | 675 | Lucht-Water
KA21277 | LG | HU051MR U44 / HN091MR NK5 | 6 | €2.575 | €1.350 | R032 | 675 | Lucht-Water
KA26980 | LG | HM163HF + HN1639HC | 12 | €3.925 | €2.700 | R290 (Propaan) | 3 | Lucht-Water
KA26979 | LG | HM161HF + HN1616HC | 12 | €3.925 | €2.700 | R290 (Propaan) | 3 | Lucht-Water
KA26978 | LG | HM143HF + HN1639HC | 11 | €3.700 | €2.475 | R290 (Propaan) | 3 | Lucht-Water
KA26977 | LG | HM141HF + HN1616HC | 11 | €3.700 | €2.475 | R290 (Propaan) | 3 | Lucht-Water
KA26976 | LG | HM123HF + HN1639HC | 10 | €3.475 | €2.250 | R290 (Propaan) | 3 | Lucht-Water
KA26975 | LG | HM121HF + HN1616HC | 10 | €3.475 | €2.250 | R290 (Propaan) | 3 | Lucht-Water
KA26974 | LG | HM093HFX + HN1639HC | 9 | €3.250 | €2.025 | R290 (Propaan) | 3 | Lucht-Water
KA21275 | LG | HM161MR U34 | 12 | €3.925 | €2.700 | R032 | 675 | Lucht-Water
KA31066 | LG | HM071MRS UA40 | 7 | €2.600 | €1.575 | R032 | 675 | Lucht-Water
KA31070 | LG | HM141MRS UB40 | 12 | €3.925 | €2.700 | R032 | 675 | Lucht-Water
KA31071 | LG | HM143MRS UB40 | 12 | €3.925 | €2.700 | R032 | 675 | Lucht-Water
KA31069 | LG | HM123MRS UB40 | 12 | €3.925 | €2.700 | R032 | 675 | Lucht-Water
KA31067 | LG | HM091MRS UA40 | 8 | €3.025 | €1.800 | R032 | 675 | Lucht-Water
KA31065 | LG | HM051MRS UA40 | 7 | €2.600 | €1.575 | R032 | 675 | Lucht-Water
KA25416 | LG | HM093MR U44 | 6 | €2.575 | €1.350 | R032 | 675 | Lucht-Water
KA22416 | LG | HU071MR U44 / HN0913T NK0 | 6 | €2.575 | €1.350 | R032 | 675 | Lucht-Water
KA31072 | LG | HM161MRS UB40 | 12 | €3.925 | €2.700 | R032 | 675 | Lucht-Water
KA24283 | LG | HU061MR U20 / HN0613M NK5 | 6 | €2.575 | €1.350 | R032 | 675 | Lucht-Water
KA24282 | LG | HU041MR U20 / HN0613M NK5 | 5 | €2.150 | €1.125 | R032 | 675 | Lucht-Water
KA29292 | LG | HM093HF | 7 | €2.800 | €1.575 | R290 (Propaan) | 3 | Lucht-Water
KA29291 | LG | HM091HF | 7 | €2.800 | €1.575 | R290 (Propaan) | 3 | Lucht-Water
KA29289 | LG | HM071HF | 7 | €2.800 | €1.575 | R290 (Propaan) | 3 | Lucht-Water
KA31073 | LG | HM163MRS UB40 | 12 | €3.925 | €2.700 | R032 | 675 | Lucht-Water
KA29290 | LG | HM073HF | 7 | €2.800 | €1.575 | R290 (Propaan) | 3 | Lucht-Water
KA22417 | LG | HU091MR U44 / HN0913T NK0 | 6 | €2.575 | €1.350 | R032 | 675 | Lucht-Water
KA28656 | LG | KCHH023LDGC | 47 | €11.800 | €10.575 | R032 | 675 | Lucht-Water
KA28655 | LG | KCHH020LDGC | 47 | €11.800 | €10.575 | R032 | 675 | Lucht-Water
KA28654 | LG | KCHH017LDGC | 47 | €11.800 | €10.575 | R032 | 675 | Lucht-Water
KA28652 | LUCKINGSTAR | LWH-F18HVZPN9 | 16 | €4.825 | €3.600 | R290 (Propaan) | 3 | Lucht-Water
KA31253 | LUCKINGSTAR | LWH-F50VSN9H | 45 | €11.350 | €10.125 | R290 (Propaan) | 3 | Lucht-Water
KA28651 | LUCKINGSTAR | LWH-F15HVZPN9 | 14 | €4.375 | €3.150 | R290 (Propaan) | 3 | Lucht-Water
KA28650 | LUCKINGSTAR | LWH-F15HVLZPN9 | 13 | €4.150 | €2.925 | R290 (Propaan) | 3 | Lucht-Water
KA28649 | LUCKINGSTAR | LWH-F11HVZPN9 | 10 | €3.475 | €2.250 | R290 (Propaan) | 3 | Lucht-Water
KA19436 | Lamborghini Caloreclima | IDOLA S 3.2 - 16T | 13 | €4.150 | €2.925 | R032 | 675 | Lucht-Water
KA19432 | Lamborghini Caloreclima | IDOLA S 3.2 - 12T | 11 | €3.700 | €2.475 | R032 | 675 | Lucht-Water
KA29650 | Lamborghini Caloreclima | Idola Life M 14T | 12 | €3.925 | €2.700 | R290 (Propaan) | 3 | Lucht-Water
KA29649 | Lamborghini Caloreclima | Idola Life M 12T | 11 | €3.700 | €2.475 | R290 (Propaan) | 3 | Lucht-Water
KA29653 | Lamborghini Caloreclima | Idola Life M 6 | 6 | €2.575 | €1.350 | R290 (Propaan) | 3 | Lucht-Water
KA29654 | Lamborghini Caloreclima | Idola Life M 8 | 7 | €2.800 | €1.575 | R290 (Propaan) | 3 | Lucht-Water
KA29652 | Lamborghini Caloreclima | Idola Life M 4 | 4 | €2.125 | €900 | R290 (Propaan) | 3 | Lucht-Water
KA19394 | Lamborghini Caloreclima | IDOLA M 3.2 8 | 7 | €2.800 | €1.575 | R032 | 675 | Lucht-Water
KA19391 | Lamborghini Caloreclima | IDOLA M 3.2 16T | 13 | €4.150 | €2.925 | R032 | 675 | Lucht-Water
KA19389 | Lamborghini Caloreclima | IDOLA M 3.2 14T | 12 | €3.925 | €2.700 | R032 | 675 | Lucht-Water
KA19387 | Lamborghini Caloreclima | IDOLA M 3.2 12T | 11 | €3.700 | €2.475 | R032 | 675 | Lucht-Water
KA29651 | Lamborghini Caloreclima | Idola Life M 16T | 13 | €4.150 | €2.925 | R290 (Propaan) | 3 | Lucht-Water
KA29648 | Lamborghini Caloreclima | Idola Life M 10 | 8 | €3.025 | €1.800 | R290 (Propaan) | 3 | Lucht-Water
KA28195 | M-TEC | AHPA618 | 14 | €4.375 | €3.150 | R290 (Propaan) | 3 | Lucht-Water
KA28194 | M-TEC | AHPA413 | 9 | €3.250 | €2.025 | R290 (Propaan) | 3 | Lucht-Water
KA28193 | M-TEC | AHPA412 | 8 | €3.025 | €1.800 | R290 (Propaan) | 3 | Lucht-Water
KA21189 | M-TEC | EcoAir WPLK618 (monoblock) | 13 | €4.150 | €2.925 | R452B | 675 | Lucht-Water
KA21188 | M-TEC | EcoAir WPLK412 (monoblock) | 9 | €3.250 | €2.025 | R452B | 675 | Lucht-Water
KA28963 | M-TEC | AHPC412 | 8 | €2.825 | €1.800 | R290 (Propaan) | 3 | Lucht-Water
KA28962 | M-TEC | AHPC27 | 5 | €2.150 | €1.125 | R290 (Propaan) | 3 | Lucht-Water
KA28820 | M-TEC | AHPC618 | 14 | €4.175 | €3.150 | R290 (Propaan) | 3 | Lucht-Water
KA12465 | M-TEC/ Pico Energy | WPL412 | 9 | €3.250 | €2.025 | R410A | 2088 | Lucht-Water
KA12466 | M-TEC/ Pico Energy | WPL618 | 13 | €4.150 | €2.925 | R410A | 2088 | Lucht-Water
KA27919 | MAXA Advantix | i-290 0125 | 20 | €5.725 | €4.500 | R290 (Propaan) | 3 | Lucht-Water
KA27915 | MAXA Advantix | i-290 0115 | 13 | €4.150 | €2.925 | R290 (Propaan) | 3 | Lucht-Water
KA27912 | MAXA Advantix | i-290 0106 | 5 | €2.350 | €1.125 | R290 (Propaan) | 3 | Lucht-Water
KA27914 | MAXA Advantix | i-290 0112 | 9 | €3.250 | €2.025 | R290 (Propaan) | 3 | Lucht-Water
KA27916 | MAXA Advantix | i-290 0118 | 13 | €4.150 | €2.925 | R290 (Propaan) | 3 | Lucht-Water
KA27917 | MAXA Advantix | i-290 0121 | 17 | €5.050 | €3.825 | R290 (Propaan) | 3 | Lucht-Water
KA27920 | MAXA Advantix | i-290 0127 | 21 | €5.950 | €4.725 | R290 (Propaan) | 3 | Lucht-Water
KA19679 | MAXA Advantix | i-SHWAKV4 14 | 10 | €3.275 | €2.250 | R410A | 2088 | Lucht-Water
KA27918 | MAXA Advantix | i-290 0123 | 19 | €5.500 | €4.275 | R290 (Propaan) | 3 | Lucht-Water
KA19021 | MAXA Advantix | i-32V5 08 | 7 | €2.800 | €1.575 | R032 | 675 | Lucht-Water
KA27913 | MAXA Advantix | i-290 0109 | 8 | €3.025 | €1.800 | R290 (Propaan) | 3 | Lucht-Water
KA27402 | Mareli | FGS20MB | 12 | €3.925 | €2.700 | R032 | 675 | Lucht-Water
KA27401 | Mareli | FGS10MB | 7 | €2.800 | €1.575 | R032 | 675 | Lucht-Water
KA11479 | Mastertherm | BA37I | 10 | €3.475 | €2.250 | R410A | 2088 | Lucht-Water
KA00086 | Mastertherm | BA26I | 6 | €2.375 | €1.350 | R410A | 2088 | Lucht-Water
KA29337 | Mastertherm | BoxAir 26 Inverter P | 7 | €2.800 | €1.575 | R290 (Propaan) | 3 | Lucht-Water
KA00088 | Mastertherm | BA45I | 12 | €3.725 | €2.700 | R410A | 2088 | Lucht-Water
KA21806 | Masterwatt - Kospel | Dynamis Split 08 (HPSO-8/230 + HPSI-06) | 6 | €2.575 | €1.350 | R032 | 675 | Lucht-Water
KA21805 | Masterwatt - Kospel | Dynamis Split 06 (HPSO-6/230 + HPSI-06) | 5 | €2.350 | €1.125 | R032 | 675 | Lucht-Water
KA26342 | Masterwatt - Kospel | Dynamis Tower Monoblock 8 (HPM2.C-8) | 5 | €2.350 | €1.125 | R032 | 675 | Lucht-Water
KA26341 | Masterwatt - Kospel | Dynamis Tower Monoblock 16 (HPM2.C-16/23) | 13 | €3.950 | €2.925 | R032 | 675 | Lucht-Water
KA26340 | Masterwatt - Kospel | Dynamis Tower Monoblock 12 (HPM2.C-12) | 8 | €3.025 | €1.800 | R032 | 675 | Lucht-Water
KA22901 | Masterwatt - Kospel | Dynamis Mono 8 (HPM2.Z-8) | 5 | €2.350 | €1.125 | R032 | 675 | Lucht-Water
KA22900 | Masterwatt - Kospel | Dynamis Mono 16 (HPM2.Z-16/23) | 13 | €3.950 | €2.925 | R032 | 675 | Lucht-Water
KA22899 | Masterwatt - Kospel | Dynamis Mono 12 (HPM2.Z-12) | 8 | €3.025 | €1.800 | R032 | 675 | Lucht-Water
KA26164 | Metro Therm | L10.1 split + SHB20-12 | 6 | €2.575 | €1.350 | R032 | 675 | Lucht-Water
KA26166 | Metro Therm | L6.1 split + SHB20-6 | 5 | €2.350 | €1.125 | R032 | 675 | Lucht-Water
KA19806 | Midea | MHA-V10W/D2N8-B + HB-A100/CGN8-B | 7 | €2.600 | €1.575 | R032 | 675 | Lucht-Water
KA19810 | Midea | MHA-V14W/D2RN8-B + HB-A160/CGN8-B | 11 | €3.500 | €2.475 | R032 | 675 | Lucht-Water
KA21558 | Midea | MHC-V30W-D2RN8 | 24 | €6.425 | €5.400 | R032 | 675 | Lucht-Water
KA21557 | Midea | MHC-V26W-D2RN8 | 22 | €6.175 | €4.950 | R032 | 675 | Lucht-Water
KA21556 | Midea | MHC-V22W/D2RN8 | 20 | €5.725 | €4.500 | R032 | 675 | Lucht-Water
KA21554 | Midea | MHA-V8W/D2N8-B + HBT-A100/240CD30GN8-B | 6 | €2.375 | €1.350 | R032 | 675 | Lucht-Water
KA21553 | Midea | MHA-V8W/D2N8-B + HBT-A100/190CD30GN8-B | 6 | €2.375 | €1.350 | R032 | 675 | Lucht-Water
KA21552 | Midea | MHA-V6W/D2N8-B + HBT-A100/240CD30GN8-B | 5 | €2.150 | €1.125 | R032 | 675 | Lucht-Water
KA21551 | Midea | MHA-V6W/D2N8-B + HBT-A100/190CD30GN8-B | 5 | €2.150 | €1.125 | R032 | 675 | Lucht-Water
KA21546 | Midea | MHA-V14W/D2RN8-B + HBT-A160/240CD30GN8-B | 11 | €3.500 | €2.475 | R032 | 675 | Lucht-Water
KA21544 | Midea | MHA-V12W/D2RN8-B + HBT-A160/240CD30GN8-B | 10 | €3.275 | €2.250 | R032 | 675 | Lucht-Water
KA21543 | Midea | MHA-V12W/D2N8-B + HBT-A160/240CD30GN8-B | 10 | €3.275 | €2.250 | R032 | 675 | Lucht-Water
KA21542 | Midea | MHA-V10W/D2N8-B + HBT-A100/240CD30GN8-B | 7 | €2.600 | €1.575 | R032 | 675 | Lucht-Water
KA21541 | Midea | MHA-V10W/D2N8-B + HBT-A100/190CD30GN8-B | 7 | €2.600 | €1.575 | R032 | 675 | Lucht-Water
KA21518 | Midea | MHC-V8W-D2N8-B | 7 | €2.800 | €1.575 | R032 | 675 | Lucht-Water
KA21517 | Midea | MHC-V6W/D2N8-B | 6 | €2.575 | €1.350 | R032 | 675 | Lucht-Water
KA21516 | Midea | MHC-V4W/D2N8-B | 5 | €2.350 | €1.125 | R032 | 675 | Lucht-Water
KA21515 | Midea | MHC-V16W/D2RN8-B | 13 | €4.150 | €2.925 | R032 | 675 | Lucht-Water
KA21514 | Midea | MHC-V16W/D2N8-B | 13 | €4.150 | €2.925 | R032 | 675 | Lucht-Water
KA21513 | Midea | MHC-V14W/D2RN8-B | 12 | €3.925 | €2.700 | R032 | 675 | Lucht-Water
KA21512 | Midea | MHC-V14W/D2N8-B | 12 | €3.925 | €2.700 | R032 | 675 | Lucht-Water
KA21511 | Midea | MHC-V12W/D2RN8-B | 11 | €3.700 | €2.475 | R032 | 675 | Lucht-Water
KA21510 | Midea | MHC-V12W/D2N8-B | 11 | €3.700 | €2.475 | R032 | 675 | Lucht-Water
KA21509 | Midea | MHC-V10W/D2N8-B | 8 | €3.025 | €1.800 | R032 | 675 | Lucht-Water
KA30950 | Midea | MHCV8WD2RN7-B | 7 | €2.800 | €1.575 | R290 (Propaan) | 3 | Lucht-Water
KA27292 | Midea | MHC-V8W/D2N7 | 7 | €2.800 | €1.575 | R290 (Propaan) | 3 | Lucht-Water
KA27291 | Midea | MHC-V6W/D2N7 | 6 | €2.575 | €1.350 | R290 (Propaan) | 3 | Lucht-Water
KA27290 | Midea | MHC-V4W/D2N7 | 4 | €2.125 | €900 | R290 (Propaan) | 3 | Lucht-Water
KA27288 | Midea | MHC-V16W/D2N7 | 13 | €4.150 | €2.925 | R290 (Propaan) | 3 | Lucht-Water
KA27287 | Midea | MHC-V14W/D2RN7 | 12 | €3.925 | €2.700 | R290 (Propaan) | 3 | Lucht-Water
KA27286 | Midea | MHC-V14W/D2N7 | 12 | €3.925 | €2.700 | R290 (Propaan) | 3 | Lucht-Water
KA27285 | Midea | MHC-V12W/D2RN7 | 11 | €3.700 | €2.475 | R290 (Propaan) | 3 | Lucht-Water
KA27284 | Midea | MHC-V12W/D2N7 | 11 | €3.700 | €2.475 | R290 (Propaan) | 3 | Lucht-Water
KA27283 | Midea | MHC-V10W/D2N7 | 8 | €3.025 | €1.800 | R290 (Propaan) | 3 | Lucht-Water
KA30946 | Midea | MHCV14WD2RN7-B | 12 | €3.925 | €2.700 | R290 (Propaan) | 3 | Lucht-Water
KA30942 | Midea | MHCV10WD2RN7-B | 9 | €3.250 | €2.025 | R290 (Propaan) | 3 | Lucht-Water
KA19807 | Midea | MHA-V12W/D2N8-B + HB-A160/CGN8-B | 10 | €3.275 | €2.250 | R032 | 675 | Lucht-Water
KA19815 | Midea | MHA-V8W/D2N8-B + HB-A100/CGN8-B | 6 | €2.375 | €1.350 | R032 | 675 | Lucht-Water
KA19814 | Midea | MHA-V6W/D2N8-B + HB-A60/CGN8-B | 5 | €2.150 | €1.125 | R032 | 675 | Lucht-Water
KA19813 | Midea | MHA-V4W/D2N8-B + HB-A60/CGN8-B | 4 | €1.925 | €900 | R032 | 675 | Lucht-Water
KA19812 | Midea | MHA-V16W/D2RN8-B + HB-A160/CGN8-B | 12 | €3.725 | €2.700 | R032 | 675 | Lucht-Water
KA30953 | Midea | MHS-SVC70-RN7TL-B | 58 | €14.075 | €13.050 | R290 (Propaan) | 3 | Lucht-Water
KA30951 | Midea | MHS-SVC50-RN7TL-B | 45 | €11.350 | €10.125 | R290 (Propaan) | 3 | Lucht-Water
KA30949 | Midea | MHCV8WD2N7-B | 7 | €2.800 | €1.575 | R290 (Propaan) | 3 | Lucht-Water
KA30948 | Midea | MHCV16WD2RN7-B | 14 | €4.375 | €3.150 | R290 (Propaan) | 3 | Lucht-Water
KA30947 | Midea | MHCV16WD2N7-B | 14 | €4.375 | €3.150 | R290 (Propaan) | 3 | Lucht-Water
KA30945 | Midea | MHCV14WD2N7-B | 12 | €3.925 | €2.700 | R290 (Propaan) | 3 | Lucht-Water
KA30944 | Midea | MHCV12WD2RN7-B | 11 | €3.700 | €2.475 | R290 (Propaan) | 3 | Lucht-Water
KA30943 | Midea | MHCV12WD2N7-B | 11 | €3.700 | €2.475 | R290 (Propaan) | 3 | Lucht-Water
KA30941 | Midea | MHCV10WD2N7-B | 9 | €3.250 | €2.025 | R290 (Propaan) | 3 | Lucht-Water
KA30939 | Midea | MHC-V35WD2RN7 | 31 | €8.000 | €6.975 | R290 (Propaan) | 3 | Lucht-Water
KA30937 | Midea | MHC-V26WD2RN7 | 24 | €6.625 | €5.400 | R290 (Propaan) | 3 | Lucht-Water
KA30938 | Midea | MHC-V30WD2RN7 | 27 | €7.100 | €6.075 | R290 (Propaan) | 3 | Lucht-Water
KA19811 | Midea | MHA-V16W/D2N8-B + HB-A160/CGN8-B | 12 | €3.725 | €2.700 | R032 | 675 | Lucht-Water
KA30940 | Midea | MHC-V40WD2RN7 | 32 | €8.225 | €7.200 | R290 (Propaan) | 3 | Lucht-Water
KA30952 | Midea | MHS-SVC60-RN7TL-B | 52 | €12.925 | €11.700 | R290 (Propaan) | 3 | Lucht-Water
KA27289 | Midea | MHC-V16W/D2RN7 | 13 | €4.150 | €2.925 | R290 (Propaan) | 3 | Lucht-Water
KA19808 | Midea | MHA-V12W/D2RN8-B + HB-A160/CGN8-B | 10 | €3.275 | €2.250 | R032 | 675 | Lucht-Water
KA26327 | Migloor | PAVH-19V1FBA | 14 | €4.375 | €3.150 | R032 | 675 | Lucht-Water
KA26326 | Migloor | PAVH-15V4GMA | 11 | €3.700 | €2.475 | R290 (Propaan) | 3 | Lucht-Water
KA26325 | Migloor | PAVH-15V1FBA | 10 | €3.475 | €2.250 | R032 | 675 | Lucht-Water
KA26324 | Migloor | PAVH-12V1GMA | 8 | €3.025 | €1.800 | R290 (Propaan) | 3 | Lucht-Water
KA26323 | Migloor | PAVH-12V1FBA | 8 | €3.025 | €1.800 | R032 | 675 | Lucht-Water
KA26322 | Migloor | PAVH-09V1FBA | 6 | €2.575 | €1.350 | R032 | 675 | Lucht-Water
KA26321 | Migloor | PAVH-09V1GMA | 6 | €2.575 | €1.350 | R290 (Propaan) | 3 | Lucht-Water
KA26320 | Migloor | PAVH-06V1GMA | 4 | €2.125 | €900 | R290 (Propaan) | 3 | Lucht-Water
KA26319 | Migloor | PAVH-06V1FBA | 4 | €2.125 | €900 | R032 | 675 | Lucht-Water
KA13922 | Mitsubishi Electric | CAHV-P500YA/B-HPB | 40 | €10.025 | €9.000 | R407C | 1774 | Lucht-Water
KA12455 | Mitsubishi Electric | PUHZ-SHW112YAA + ERSC-VM2(C/D) (ZHR112YA) | 12 | €3.725 | €2.700 | R410A | 2088 | Lucht-Water
KA12453 | Mitsubishi Electric | PUHZ-SHW112YAA + ERST20C-VM2(C/D) | 12 | €3.725 | €2.700 | R410A | 2088 | Lucht-Water
KA12450 | Mitsubishi Electric | PUHZ-SW100YAA + EHST20C-VM2(C/D) | 9 | €3.050 | €2.025 | R410A | 2088 | Lucht-Water
KA17381 | Mitsubishi Electric | SUZ-SWM80VA + ERSD-VM2D | 6 | €2.575 | €1.350 | R032 | 675 | Lucht-Water
KA12448 | Mitsubishi Electric | PUHZ-SW100YAA + ERSC-VM2(C/D) | 9 | €3.050 | €2.025 | R410A | 2088 | Lucht-Water
KA17376 | Mitsubishi Electric | SUZ-SWM60VA + ERST20D-D | 6 | €2.575 | €1.350 | R032 | 675 | Lucht-Water
KA17374 | Mitsubishi Electric | SUZ-SWM40VA + ERSD-VM2D | 5 | €2.350 | €1.125 | R032 | 675 | Lucht-Water
KA17371 | Mitsubishi Electric | PUHZ-SHW80YAA + ERST30C-VM2D | 9 | €3.050 | €2.025 | R410A | 2088 | Lucht-Water
KA12444 | Mitsubishi Electric | PUHZ-SW75YAA + EHSD-VM2(C/D) | 6 | €2.375 | €1.350 | R410A | 2088 | Lucht-Water
KA17360 | Mitsubishi Electric | SUZ-SWM80VA + EHSD-VM2D | 6 | €2.575 | €1.350 | R032 | 675 | Lucht-Water
KA12442 | Mitsubishi Electric | PUHZ-SW75YAA + ERST20D-VM2(C/D) | 6 | €2.375 | €1.350 | R410A | 2088 | Lucht-Water
KA17359 | Mitsubishi Electric | SUZ-SWM80VA + EHST30D-D | 6 | €2.575 | €1.350 | R032 | 675 | Lucht-Water
KA17358 | Mitsubishi Electric | SUZ-SWM80VA + EHST20D-D | 6 | €2.575 | €1.350 | R032 | 675 | Lucht-Water
KA17356 | Mitsubishi Electric | SUZ-SWM60VA + EHSD-VM2D | 6 | €2.575 | €1.350 | R032 | 675 | Lucht-Water
KA12441 | Mitsubishi Electric | PUHZ-SW75VAA + ERST20D-VM2(C/D) | 6 | €2.375 | €1.350 | R410A | 2088 | Lucht-Water
KA17355 | Mitsubishi Electric | SUZ-SWM60VA + EHST20D-D | 6 | €2.575 | €1.350 | R032 | 675 | Lucht-Water
KA12443 | Mitsubishi Electric | PUHZ-SW75VAA + EHSD-VM2(C/D) | 6 | €2.375 | €1.350 | R410A | 2088 | Lucht-Water
KA17353 | Mitsubishi Electric | SUZ-SWM40VA + EHSD-VM2D | 5 | €2.350 | €1.125 | R032 | 675 | Lucht-Water
KA12440 | Mitsubishi Electric | PUHZ-SW75YAA + EHST20D-VM2(C/D) | 6 | €2.375 | €1.350 | R410A | 2088 | Lucht-Water
KA17352 | Mitsubishi Electric | SUZ-SWM40VA + EHST(20D)-(VM2)D | 5 | €2.350 | €1.125 | R032 | 675 | Lucht-Water
KA17351 | Mitsubishi Electric | SUZ-SWM40VA + EHST17D-D | 5 | €2.350 | €1.125 | R032 | 675 | Lucht-Water
KA12439 | Mitsubishi Electric | PUHZ-SW75VAA + EHST20D-VM2(C/D) | 6 | €2.375 | €1.350 | R410A | 2088 | Lucht-Water
KA17349 | Mitsubishi Electric | PUHZ-SHW80YAA + EHSC-YM2C(D) | 9 | €3.050 | €2.025 | R410A | 2088 | Lucht-Water
KA17364 | Mitsubishi Electric | PUHZ-SHW80YAA + EHST20C-VM2C(D) | 9 | €3.050 | €2.025 | R410A | 2088 | Lucht-Water
KA17365 | Mitsubishi Electric | PUHZ-SHW80YAA + ERST20C-VM2C(D) | 9 | €3.050 | €2.025 | R410A | 2088 | Lucht-Water
KA12445 | Mitsubishi Electric | PUHZ-SW75VAA + ERSD-VM2(C/D) | 6 | €2.375 | €1.350 | R410A | 2088 | Lucht-Water
KA17367 | Mitsubishi Electric | PUHZ-SHW80YAA + ERSC-YM2C(D) | 9 | €3.050 | €2.025 | R410A | 2088 | Lucht-Water
KA01761 | Mitsubishi Electric | PUHZ-SHW230 YKA2 + EHSE-ME(C/D)/ YM9E(C/D) | 25 | €6.650 | €5.625 | R410A | 2088 | Lucht-Water
KA01760 | Mitsubishi Electric | PUHZ-SHW230 YKA2 + ERSE-ME(C/D)/ YM9E(C/D) | 25 | €6.650 | €5.625 | R410A | 2088 | Lucht-Water
KA01753 | Mitsubishi Electric | PUHZ-SHW140 YHA + EHSC-VM2(C/D) | 15 | €4.400 | €3.375 | R410A | 2088 | Lucht-Water
KA01748 | Mitsubishi Electric | PUHZ-SW120 YHA + EHSC-VM2(C/D) | 11 | €3.500 | €2.475 | R410A | 2088 | Lucht-Water
KA27317 | Mitsubishi Electric | PUZ-SWM60VAA+ERSF-VM2E | 6 | €2.575 | €1.350 | R032 | 675 | Lucht-Water
KA01743 | Mitsubishi Electric | PUHZ-SHW140 YHA + ERSC-VM2(C/D) | 15 | €4.400 | €3.375 | R410A | 2088 | Lucht-Water
KA27305 | Mitsubishi Electric | PUZ-SHWM80YAA+ERSF-VM2E | 8 | €3.025 | €1.800 | R032 | 675 | Lucht-Water
KA27333 | Mitsubishi Electric | PUZ-WZ80VAA+ERPT30X-VM2EE | 7 | €2.800 | €1.575 | R290 (Propaan) | 3 | Lucht-Water
KA01740 | Mitsubishi Electric | PUHZ-SW120 YHA + ERSC-VM2(C/D) | 11 | €3.500 | €2.475 | R410A | 2088 | Lucht-Water
KA01720 | Mitsubishi Electric | PUHZ-SW120 YHA + ERST20C-VM2(C/D) | 11 | €3.500 | €2.475 | R410A | 2088 | Lucht-Water
KA27670 | Mitsubishi Electric | SUZ-SWM80VA2+ERST20D-VM2E | 7 | €2.800 | €1.575 | R032 | 675 | Lucht-Water
KA27669 | Mitsubishi Electric | SUZ-SWM80VA2+ERST17D-VM2E | 7 | €2.800 | €1.575 | R032 | 675 | Lucht-Water
KA27668 | Mitsubishi Electric | SUZ-SWM80VA2+ERSD-VM2E | 7 | €2.800 | €1.575 | R032 | 675 | Lucht-Water
KA27666 | Mitsubishi Electric | SUZ-SWM60VA2+ERST20D-VM2E | 6 | €2.575 | €1.350 | R032 | 675 | Lucht-Water
KA27665 | Mitsubishi Electric | SUZ-SWM60VA2+ERST17D-VM2E | 6 | €2.575 | €1.350 | R032 | 675 | Lucht-Water
KA27664 | Mitsubishi Electric | SUZ-SWM60VA2+ERSD-VM2E | 6 | €2.575 | €1.350 | R032 | 675 | Lucht-Water
KA27662 | Mitsubishi Electric | SUZ-SWM40VA2+ERST20D-VM2E | 5 | €2.350 | €1.125 | R032 | 675 | Lucht-Water
KA27661 | Mitsubishi Electric | SUZ-SWM40VA2+ERST17D-VM2E | 5 | €2.350 | €1.125 | R032 | 675 | Lucht-Water
KA27660 | Mitsubishi Electric | SUZ-SWM40VA2+ERSD-VM2E | 5 | €2.350 | €1.125 | R032 | 675 | Lucht-Water
KA27659 | Mitsubishi Electric | SUZ-SWM30VA+ERST30D-VM2E | 4 | €2.125 | €900 | R032 | 675 | Lucht-Water
KA27658 | Mitsubishi Electric | SUZ-SWM30VA+ERST20D-VM2E | 4 | €2.125 | €900 | R032 | 675 | Lucht-Water
KA27657 | Mitsubishi Electric | SUZ-SWM30VA+ERST17D-VM2E | 4 | €2.125 | €900 | R032 | 675 | Lucht-Water
KA27656 | Mitsubishi Electric | SUZ-SWM30VA+ERSD-VM2E | 4 | €2.125 | €900 | R032 | 675 | Lucht-Water
KA27321 | Mitsubishi Electric | PUZ-SWM80YAA+ERST20F-VM2E | 7 | €2.800 | €1.575 | R032 | 675 | Lucht-Water
KA27655 | Mitsubishi Electric | SUZ-SWM100VA+ERST30D-VM2E | 8 | €3.025 | €1.800 | R032 | 675 | Lucht-Water
KA27654 | Mitsubishi Electric | SUZ-SWM100VA+ERST20D-VM2E | 8 | €3.025 | €1.800 | R032 | 675 | Lucht-Water
KA27653 | Mitsubishi Electric | SUZ-SWM100VA+ERST17D-VM2E | 8 | €3.025 | €1.800 | R032 | 675 | Lucht-Water
KA27652 | Mitsubishi Electric | SUZ-SWM100VA+ERSD-VM2E | 8 | €3.025 | €1.800 | R032 | 675 | Lucht-Water
KA16157 | Mitsubishi Electric | PUHZ-SW100 YAA + EHSC-VM2(C/D) | 9 | €3.050 | €2.025 | R410A | 2088 | Lucht-Water
KA27663 | Mitsubishi Electric | SUZ-SWM40VA2+ERST30D-VM2E | 5 | €2.350 | €1.125 | R032 | 675 | Lucht-Water
KA17373 | Mitsubishi Electric | SUZ-SWM40VA + ERST20D-D | 5 | €2.350 | €1.125 | R032 | 675 | Lucht-Water
KA27334 | Mitsubishi Electric | PUZ-WZ80VAA+ERPX-VM2E | 7 | €2.800 | €1.575 | R290 (Propaan) | 3 | Lucht-Water
KA27332 | Mitsubishi Electric | PUZ-WZ80VAA+ERPT20X-VM2E | 7 | €2.800 | €1.575 | R290 (Propaan) | 3 | Lucht-Water
KA27331 | Mitsubishi Electric | PUZ-WZ80VAA+ERPT17X-VM2E | 7 | €2.800 | €1.575 | R290 (Propaan) | 3 | Lucht-Water
KA27330 | Mitsubishi Electric | PUZ-WZ60VAA+ERPX-VM2E | 5 | €2.350 | €1.125 | R290 (Propaan) | 3 | Lucht-Water
KA27328 | Mitsubishi Electric | PUZ-WZ60VAA+ERPT20X-VM2E | 5 | €2.350 | €1.125 | R290 (Propaan) | 3 | Lucht-Water
KA27327 | Mitsubishi Electric | PUZ-WZ60VAA+ERPT17X-VM2E | 5 | €2.350 | €1.125 | R290 (Propaan) | 3 | Lucht-Water
KA27326 | Mitsubishi Electric | PUZ-WZ50VAA+ERPX-VM2E | 4 | €2.125 | €900 | R290 (Propaan) | 3 | Lucht-Water
KA27325 | Mitsubishi Electric | PUZ-WZ50VAA+ERPT30X-VM2EE | 4 | €2.125 | €900 | R290 (Propaan) | 3 | Lucht-Water
KA27324 | Mitsubishi Electric | PUZ-WZ50VAA+ERPT20X-VM2E | 4 | €2.125 | €900 | R290 (Propaan) | 3 | Lucht-Water
KA27323 | Mitsubishi Electric | PUZ-WZ50VAA+ERPT17X-VM2E | 4 | €2.125 | €900 | R290 (Propaan) | 3 | Lucht-Water
KA27322 | Mitsubishi Electric | PUZ-SWM80YAA+ERST30F-VM2EE | 7 | €2.800 | €1.575 | R032 | 675 | Lucht-Water
KA27320 | Mitsubishi Electric | PUZ-SWM80YAA+ERSF-VM2E | 7 | €2.800 | €1.575 | R032 | 675 | Lucht-Water
KA27319 | Mitsubishi Electric | PUZ-SWM60VAA+ERST30F-VM2EE | 6 | €2.575 | €1.350 | R032 | 675 | Lucht-Water
KA27318 | Mitsubishi Electric | PUZ-SWM60VAA+ERST20F-VM2E | 6 | €2.575 | €1.350 | R032 | 675 | Lucht-Water
KA27316 | Mitsubishi Electric | PUZ-SWM140YAA+ERST30F-VM2EE | 12 | €3.925 | €2.700 | R032 | 675 | Lucht-Water
KA27315 | Mitsubishi Electric | PUZ-SWM140YAA+ERST20F-VM2E | 12 | €3.925 | €2.700 | R032 | 675 | Lucht-Water
KA27314 | Mitsubishi Electric | PUZ-SWM140YAA+ERSF-VM2E | 12 | €3.925 | €2.700 | R032 | 675 | Lucht-Water
KA27312 | Mitsubishi Electric | PUZ-SWM120YAA+ERST20F-VM2E | 11 | €3.700 | €2.475 | R032 | 675 | Lucht-Water
KA27311 | Mitsubishi Electric | PUZ-SWM120YAA+ERSF-VM2E | 11 | €3.700 | €2.475 | R032 | 675 | Lucht-Water
KA27310 | Mitsubishi Electric | PUZ-SWM100YAA+ERST30F-VM2EE | 9 | €3.250 | €2.025 | R032 | 675 | Lucht-Water
KA27309 | Mitsubishi Electric | PUZ-SWM100YAA+ERST20F-VM2E | 9 | €3.250 | €2.025 | R032 | 675 | Lucht-Water
KA27308 | Mitsubishi Electric | PUZ-SWM100YAA+ERSF-VM2E | 9 | €3.250 | €2.025 | R032 | 675 | Lucht-Water
KA27307 | Mitsubishi Electric | PUZ-SHWM80YAA+ERST30F-VM2EE | 8 | €3.025 | €1.800 | R032 | 675 | Lucht-Water
KA27306 | Mitsubishi Electric | PUZ-SHWM80YAA+ERST20F-VM2E | 8 | €3.025 | €1.800 | R032 | 675 | Lucht-Water
KA27304 | Mitsubishi Electric | PUZ-SHWM60VAA+ERST30F-VM2EE | 6 | €2.575 | €1.350 | R032 | 675 | Lucht-Water
KA27303 | Mitsubishi Electric | PUZ-SHWM60VAA+ERST20F-VM2E | 6 | €2.575 | €1.350 | R032 | 675 | Lucht-Water
KA27302 | Mitsubishi Electric | PUZ-SHWM60VAA+ERSF-VM2E | 6 | €2.575 | €1.350 | R032 | 675 | Lucht-Water
KA27300 | Mitsubishi Electric | PUZ-SHWM140YAA+ERST20F-VM2E | 14 | €4.375 | €3.150 | R032 | 675 | Lucht-Water
KA27299 | Mitsubishi Electric | PUZ-SHWM140YAA+ERSF-VM2E | 14 | €4.375 | €3.150 | R032 | 675 | Lucht-Water
KA20930 | Mitsubishi Electric | SUZ-SWM60VA + ERST30D-**D of -VM2E/D | 6 | €2.575 | €1.350 | R032 | 675 | Lucht-Water
KA27298 | Mitsubishi Electric | PUZ-SHWM120YAA+ERST30F-VM2EE | 12 | €3.925 | €2.700 | R032 | 675 | Lucht-Water
KA20926 | Mitsubishi Electric | PUZ-WM112YAA+ERPX-VM2(D/E) | 9 | €3.250 | €2.025 | R032 | 675 | Lucht-Water
KA27296 | Mitsubishi Electric | PUZ-SHWM120YAA+ERSF-VM2E | 12 | €3.925 | €2.700 | R032 | 675 | Lucht-Water
KA27295 | Mitsubishi Electric | PUZ-SHWM100YAA+ERST30F-VM2EE | 10 | €3.475 | €2.250 | R032 | 675 | Lucht-Water
KA20925 | Mitsubishi Electric | PUHZ-SHW140YHA+ERST30C-VM2ED | 15 | €4.400 | €3.375 | R410A | 2088 | Lucht-Water
KA27294 | Mitsubishi Electric | PUZ-SHWM100YAA+ERST20F-VM2E | 10 | €3.475 | €2.250 | R032 | 675 | Lucht-Water
KA20924 | Mitsubishi Electric | PUHZ-SHW112YAA+ERST30C-VM2ED | 12 | €3.725 | €2.700 | R410A | 2088 | Lucht-Water
KA27293 | Mitsubishi Electric | PUZ-SHWM100YAA+ERSF-VM2E | 10 | €3.475 | €2.250 | R032 | 675 | Lucht-Water
KA27301 | Mitsubishi Electric | PUZ-SHWM140YAA+ERST30F-VM2EE | 14 | €4.375 | €3.150 | R032 | 675 | Lucht-Water
KA27671 | Mitsubishi Electric | SUZ-SWM80VA2+ERST30D-VM2E | 7 | €2.800 | €1.575 | R032 | 675 | Lucht-Water
KA12447 | Mitsubishi Electric | PUHZ-SW100YAA + ERST20C-VM2(C/D) | 9 | €3.050 | €2.025 | R410A | 2088 | Lucht-Water
KA12446 | Mitsubishi Electric | PUHZ-SW75YAA + ERSD-VM2(C/D) | 6 | €2.375 | €1.350 | R410A | 2088 | Lucht-Water
KA27297 | Mitsubishi Electric | PUZ-SHWM120YAA+ERST20F-VM2E | 12 | €3.925 | €2.700 | R032 | 675 | Lucht-Water
KA27667 | Mitsubishi Electric | SUZ-SWM60VA2+ERST30D-VM2E | 6 | €2.575 | €1.350 | R032 | 675 | Lucht-Water
KA17375 | Mitsubishi Electric | SUZ-SWM60VA + ERST17D-D | 6 | €2.575 | €1.350 | R032 | 675 | Lucht-Water
KA17377 | Mitsubishi Electric | SUZ-SWM60VA + ERSD-VM2D | 6 | €2.575 | €1.350 | R032 | 675 | Lucht-Water
KA27313 | Mitsubishi Electric | PUZ-SWM120YAA+ERST30F-VM2EE | 11 | €3.700 | €2.475 | R032 | 675 | Lucht-Water
KA17831 | Mitsubishi Electric | PUZ-WM60VAA + ERPT20X-VM2(D/E) | 6 | €2.575 | €1.350 | R032 | 675 | Lucht-Water
KA26098 | Mitsubishi Electric | MEHP-iB-G07 27Y | 19 | €5.500 | €4.275 | R032 | 675 | Lucht-Water
KA17379 | Mitsubishi Electric | SUZ-SWM80VA + ERST20D-D | 6 | €2.575 | €1.350 | R032 | 675 | Lucht-Water
KA24937 | Mitsubishi Electric | SUZ-SWM80VA2+ERST30D-VM2D | 7 | €2.800 | €1.575 | R032 | 675 | Lucht-Water
KA24936 | Mitsubishi Electric | SUZ-SWM80VA2+ERST20D-VM2D | 7 | €2.800 | €1.575 | R032 | 675 | Lucht-Water
KA24934 | Mitsubishi Electric | SUZ-SWM80VA2+ERSD-VM2D | 7 | €2.800 | €1.575 | R032 | 675 | Lucht-Water
KA24933 | Mitsubishi Electric | SUZ-SWM60VA2+ERST30D-VM2D | 6 | €2.575 | €1.350 | R032 | 675 | Lucht-Water
KA24932 | Mitsubishi Electric | SUZ-SWM60VA2+ERST20D-VM2D | 6 | €2.575 | €1.350 | R032 | 675 | Lucht-Water
KA24931 | Mitsubishi Electric | SUZ-SWM60VA2+ERST17D-VM2D | 6 | €2.575 | €1.350 | R032 | 675 | Lucht-Water
KA24930 | Mitsubishi Electric | SUZ-SWM60VA2+ERSD-VM2D | 6 | €2.575 | €1.350 | R032 | 675 | Lucht-Water
KA24929 | Mitsubishi Electric | SUZ-SWM40VA2+ERST30D-VM2D | 5 | €2.350 | €1.125 | R032 | 675 | Lucht-Water
KA24928 | Mitsubishi Electric | SUZ-SWM40VA2+ERST20D-VM2D | 5 | €2.350 | €1.125 | R032 | 675 | Lucht-Water
KA24927 | Mitsubishi Electric | SUZ-SWM40VA2+ERST17D-VM2D | 5 | €2.350 | €1.125 | R032 | 675 | Lucht-Water
KA24926 | Mitsubishi Electric | SUZ-SWM40VA2+ERSD-VM2D | 5 | €2.350 | €1.125 | R032 | 675 | Lucht-Water
KA24924 | Mitsubishi Electric | SUZ-SWM30VA+ERST20D-VM2D | 4 | €2.125 | €900 | R032 | 675 | Lucht-Water
KA24922 | Mitsubishi Electric | SUZ-SWM30VA+ERSD-VM2D | 4 | €2.125 | €900 | R032 | 675 | Lucht-Water
KA24921 | Mitsubishi Electric | SUZ-SWM100VA+ERST30D-VM2D | 8 | €3.025 | €1.800 | R032 | 675 | Lucht-Water
KA24920 | Mitsubishi Electric | SUZ-SWM100VA+ERST20D-VM2D | 8 | €3.025 | €1.800 | R032 | 675 | Lucht-Water
KA24918 | Mitsubishi Electric | SUZ-SWM100VA+ERSD-VM2D | 8 | €3.025 | €1.800 | R032 | 675 | Lucht-Water
KA28808 | Mitsubishi Electric | PUZ-SWM60VAA+EHSD-VM2D | 6 | €2.575 | €1.350 | R032 | 675 | Lucht-Water
KA17814 | Mitsubishi Electric | PUZ-WM112YAA + ERPT30X-VM2E(D/E) | 9 | €3.250 | €2.025 | R032 | 675 | Lucht-Water
KA17380 | Mitsubishi Electric | SUZ-SWM80VA + ERST30D-D | 6 | €2.575 | €1.350 | R032 | 675 | Lucht-Water
KA18910 | Mitsubishi Electric | PUHZ-SW160YKA + EHSE-YM9ED | 14 | €4.175 | €3.150 | R410A | 2088 | Lucht-Water
KA18906 | Mitsubishi Electric | PUHZ-SW100YAA + ERST30C-VM2ED | 9 | €3.050 | €2.025 | R410A | 2088 | Lucht-Water
KA18905 | Mitsubishi Electric | PUHZ-SW100YAA + EHST30C-VM2ED | 9 | €3.050 | €2.025 | R410A | 2088 | Lucht-Water
KA17985 | Mitsubishi Electric | PUHZ-SHW112 YAA + EHST20C-VM2D | 12 | €3.725 | €2.700 | R410A | 2088 | Lucht-Water
KA13292 | Mitsubishi Electric | PUHZ-SHW80YAA + ERSC-VM2(C/D) | 9 | €3.050 | €2.025 | R410A | 2088 | Lucht-Water
KA17970 | Mitsubishi Electric | PUZ-WM112YAA + ERPT20X-VM2(D/E) | 9 | €3.250 | €2.025 | R032 | 675 | Lucht-Water
KA17931 | Mitsubishi Electric | PUHZ-SW75YAA + ERST30D-VM2ED | 6 | €2.375 | €1.350 | R410A | 2088 | Lucht-Water
KA28812 | Mitsubishi Electric | SUZ-SWM40VA2+EHSD-VM2D | 5 | €2.350 | €1.125 | R032 | 675 | Lucht-Water
KA17846 | Mitsubishi Electric | PUZ-WM85YAA + ERPT20X-VM2(D/E) | 8 | €3.025 | €1.800 | R032 | 675 | Lucht-Water
KA17842 | Mitsubishi Electric | PUHZ-SHW80 YAA + ERST30C-VM2D | 9 | €3.050 | €2.025 | R410A | 2088 | Lucht-Water
KA17837 | Mitsubishi Electric | PUHZ-SW120YHA + ERST30C-VM2ED | 11 | €3.500 | €2.475 | R410A | 2088 | Lucht-Water
KA28804 | Mitsubishi Electric | PUZ-SHWM80YAA+EHSD-VM2D | 8 | €3.025 | €1.800 | R032 | 675 | Lucht-Water
KA17830 | Mitsubishi Electric | PUHZ-SHW112 YAA + EHSC-VM2D | 12 | €3.725 | €2.700 | R410A | 2088 | Lucht-Water
KA28814 | Mitsubishi Electric | SUZ-SWM80VA2+EHSD-VM2D | 7 | €2.800 | €1.575 | R032 | 675 | Lucht-Water
KA28813 | Mitsubishi Electric | SUZ-SWM60VA2+EHSD-VM2D | 6 | €2.575 | €1.350 | R032 | 675 | Lucht-Water
KA28811 | Mitsubishi Electric | SUZ-SWM30VA+EHSD-VM2D | 4 | €2.125 | €900 | R032 | 675 | Lucht-Water
KA28810 | Mitsubishi Electric | SUZ-SWM100VA+EHSD-VM2D | 8 | €3.025 | €1.800 | R032 | 675 | Lucht-Water
KA28809 | Mitsubishi Electric | PUZ-SWM80YAA+EHSD-VM2D | 7 | €2.800 | €1.575 | R032 | 675 | Lucht-Water
KA28807 | Mitsubishi Electric | PUZ-SWM140YAA+EHSD-VM2D | 12 | €3.925 | €2.700 | R032 | 675 | Lucht-Water
KA28806 | Mitsubishi Electric | PUZ-SWM120YAA+EHSD-VM2D | 11 | €3.700 | €2.475 | R032 | 675 | Lucht-Water
KA28805 | Mitsubishi Electric | PUZ-SWM100YAA+EHSD-VM2D | 9 | €3.250 | €2.025 | R032 | 675 | Lucht-Water
KA27329 | Mitsubishi Electric | PUZ-WZ60VAA+ERPT30X-VM2EE | 5 | €2.350 | €1.125 | R290 (Propaan) | 3 | Lucht-Water
KA28803 | Mitsubishi Electric | PUZ-SHWM60VAA+EHSD-VM2D | 6 | €2.575 | €1.350 | R032 | 675 | Lucht-Water
KA28802 | Mitsubishi Electric | PUZ-SHWM140YAA+EHSD-VM2D | 14 | €4.375 | €3.150 | R032 | 675 | Lucht-Water
KA28801 | Mitsubishi Electric | PUZ-SHWM120YAA+EHSD-VM2D | 12 | €3.925 | €2.700 | R032 | 675 | Lucht-Water
KA28800 | Mitsubishi Electric | PUZ-SHWM100YAA+EHSD-VM2D | 10 | €3.475 | €2.250 | R032 | 675 | Lucht-Water
KA22462 | Mitsubishi Electric | CAHV-R450YA-HPB(-BS) | 24 | €6.425 | €5.400 | R454C | 146 | Lucht-Water
KA31639 | Mitsubishi Heavy Industries | FDCM60VNX-P + PT300-V2 | 5 | €2.350 | €1.125 | R290 (Propaan) | 3 | Lucht-Water
KA13971 | Mitsubishi Heavy Industries | FDCW140VNX-A met HSB140 | 12 | €3.725 | €2.700 | R410A | 2088 | Lucht-Water
KA31254 | Mitsubishi Heavy Industries | MCUS5001VHE-W* | 32 | €8.425 | €7.200 | R032 | 675 | Lucht-Water
KA31642 | Mitsubishi Heavy Industries | FDCM71VNX-P + PT300-V2 | 7 | €2.800 | €1.575 | R290 (Propaan) | 3 | Lucht-Water
KA31641 | Mitsubishi Heavy Industries | FDCM71VNX-P + HMM100 | 7 | €2.800 | €1.575 | R290 (Propaan) | 3 | Lucht-Water
KA31640 | Mitsubishi Heavy Industries | FDCM71VNX-P | 7 | €2.800 | €1.575 | R290 (Propaan) | 3 | Lucht-Water
KA31638 | Mitsubishi Heavy Industries | FDCM60VNX-P + HMM100 | 5 | €2.350 | €1.125 | R290 (Propaan) | 3 | Lucht-Water
KA31637 | Mitsubishi Heavy Industries | FDCM60VNX-P | 5 | €2.350 | €1.125 | R290 (Propaan) | 3 | Lucht-Water
KA19689 | Mitsubishi Heavy Industries | FDCW60VNX-A/W incl. HSB60-W | 5 | €2.150 | €1.125 | R032 | 675 | Lucht-Water
KA13972 | Mitsubishi Heavy Industries | FDCW140VNX-A met HSB140 en PT500 | 12 | €3.725 | €2.700 | R410A | 2088 | Lucht-Water
KA25057 | Mitsubishi Heavy Industries | FDCW71VNX-W met HSB100-W | 7 | €2.800 | €1.575 | R032 | 675 | Lucht-Water
KA27865 | Mitsui | MHPP9RP24MI | 8 | €3.025 | €1.800 | R032 | 675 | Lucht-Water
KA27863 | Mitsui | MHPP5RP24MI | 6 | €2.575 | €1.350 | R032 | 675 | Lucht-Water
KA27861 | Mitsui | MHPP16RP24MI | 13 | €4.150 | €2.925 | R032 | 675 | Lucht-Water
KA27860 | Mitsui | MHPP14RP24P3MI | 13 | €4.150 | €2.925 | R032 | 675 | Lucht-Water
KA27859 | Mitsui | MHPP14RP24MI | 13 | €4.150 | €2.925 | R032 | 675 | Lucht-Water
KA27858 | Mitsui | MHPP12RP24P3MI | 11 | €3.700 | €2.475 | R032 | 675 | Lucht-Water
KA27857 | Mitsui | MHPP12RP24MI | 11 | €3.700 | €2.475 | R032 | 675 | Lucht-Water
KA24422 | Mitsui | SHP016RP24P3MI | 13 | €4.150 | €2.925 | R032 | 675 | Lucht-Water
KA27864 | Mitsui | MHPP7RP24MI | 7 | €2.800 | €1.575 | R032 | 675 | Lucht-Water
KA20589 | Mitsui | SHP08RP24MI | 7 | €2.600 | €1.575 | R032 | 675 | Lucht-Water
KA20586 | Mitsui | MHP9RP24MI | 7 | €2.800 | €1.575 | R032 | 675 | Lucht-Water
KA20584 | Mitsui | MHP7RP24MI | 6 | €2.575 | €1.350 | R032 | 675 | Lucht-Water
KA20582 | Mitsui | MHP5RP24MI | 6 | €2.575 | €1.350 | R032 | 675 | Lucht-Water
KA22631 | Mitsui | SHPAO16RP24MI + SHPAI160RP24MI | 13 | €4.150 | €2.925 | R032 | 675 | Lucht-Water
KA22630 | Mitsui | SHPAO14RP24MI + SHPAI160RP24MI | 12 | €3.925 | €2.700 | R032 | 675 | Lucht-Water
KA22629 | Mitsui | SHPAO12RP24MI + SHPAI160RP24MI | 11 | €3.700 | €2.475 | R032 | 675 | Lucht-Water
KA22171 | Mundo Clima | MAB-8-V10M UE+HR-8-10-V10M UI | 7 | €2.800 | €1.575 | R032 | 675 | Lucht-Water
KA22170 | Mundo Clima | MAB-6-V10M UE+HR-4-6-V10M UI | 6 | €2.575 | €1.350 | R032 | 675 | Lucht-Water
KA27849 | Mundo Clima | MAM-8-V10M MONOBLOC R32 | 7 | €2.800 | €1.575 | R032 | 675 | Lucht-Water
KA27848 | Mundo Clima | MAM-6-V10M MONOBLOC R32 | 6 | €2.575 | €1.350 | R032 | 675 | Lucht-Water
KA27846 | Mundo Clima | MAM-16-V10T MONOBLOC R32 | 13 | €4.150 | €2.925 | R032 | 675 | Lucht-Water
KA27845 | Mundo Clima | MAM-16-V10M MONOBLOC R32 | 13 | €4.150 | €2.925 | R032 | 675 | Lucht-Water
KA27844 | Mundo Clima | MAM-14-V10T MONOBLOC R32 | 12 | €3.925 | €2.700 | R032 | 675 | Lucht-Water
KA27843 | Mundo Clima | MAM-14-V10M MONOBLOC R32 | 12 | €3.925 | €2.700 | R032 | 675 | Lucht-Water
KA27842 | Mundo Clima | MAM-12-V10T MONOBLOC R32 | 11 | €3.700 | €2.475 | R032 | 675 | Lucht-Water
KA27841 | Mundo Clima | MAM-12-V10M MONOBLOC R32 | 11 | €3.700 | €2.475 | R032 | 675 | Lucht-Water
KA27840 | Mundo Clima | MAM-10-V10M MONOBLOC R32 | 8 | €3.025 | €1.800 | R032 | 675 | Lucht-Water
KA27847 | Mundo Clima | MAM-4-V10M MONOBLOC R32 | 5 | €2.350 | €1.125 | R032 | 675 | Lucht-Water
KA28898 | Mycond | BeeECO MHCM 12 SU3A | 9 | €3.250 | €2.025 | R290 (Propaan) | 3 | Lucht-Water
KA27940 | NIBE | AMS20-10 (2024) | 6 | €2.575 | €1.350 | R032 | 675 | Lucht-Water
KA30936 | NIBE | S2125-20 | 11 | €3.700 | €2.475 | R290 (Propaan) | 3 | Lucht-Water
KA11779 | NIBE | F2040-6 | 5 | €2.150 | €1.125 | R410A | 2088 | Lucht-Water
KA27351 | NIBE | S735-4 | 4 | €1.925 | €900 | R290 (Propaan) | 3 | Lucht-Water
KA20867 | NIBE | S2125-8 | 5 | €2.350 | €1.125 | R290 (Propaan) | 3 | Lucht-Water
KA20866 | NIBE | S2125-12 | 7 | €2.800 | €1.575 | R290 (Propaan) | 3 | Lucht-Water
KA26461 | NIBE | S735-7 R | 7 | €2.600 | €1.575 | R290 (Propaan) | 3 | Lucht-Water
KA30935 | NIBE | S2125-16 | 11 | €3.700 | €2.475 | R290 (Propaan) | 3 | Lucht-Water
KA30934 | NIBE | S2125-14 | 10 | €3.475 | €2.250 | R290 (Propaan) | 3 | Lucht-Water
KA19692 | NIBE | AMS20-6 | 5 | €2.350 | €1.125 | R032 | 675 | Lucht-Water
KA08301 | NIBE | F730 | 4 | €1.925 | €900 | R407C | 1774 | Lucht-Water
KA07613 | NIBE | F2120-20 | 11 | €3.700 | €2.475 | R410A | 2088 | Lucht-Water
KA07612 | NIBE | F2120-16 | 11 | €3.700 | €2.475 | R410A | 2088 | Lucht-Water
KA01481 | NIBE | AMS10-16 | 12 | €3.725 | €2.700 | R410A | 2088 | Lucht-Water
KA08098 | NIBE | F750 | 4 | €1.925 | €900 | R407C | 1774 | Lucht-Water
KA01473 | NIBE | F2040-12 | 10 | €3.275 | €2.250 | R410A | 2088 | Lucht-Water
KA01472 | NIBE | F2040-8 | 7 | €2.600 | €1.575 | R410A | 2088 | Lucht-Water
KA22898 | NIBE | F2050-6 | 5 | €2.350 | €1.125 | R032 | 675 | Lucht-Water
KA22897 | NIBE | F2050-10 | 6 | €2.575 | €1.350 | R032 | 675 | Lucht-Water
KA01474 | NIBE | F2040-16 | 13 | €4.150 | €2.925 | R410A | 2088 | Lucht-Water
KA29690 | NOW-e | NOWE-11TPRE17B02 | 11 | €3.700 | €2.475 | R290 (Propaan) | 3 | Lucht-Water
KA30877 | NOW-e | NOWE-11OSRE12B01 | 10 | €3.475 | €2.250 | R290 (Propaan) | 3 | Lucht-Water
KA30875 | NOW-e | NOWE-11OSRE07A01 | 6 | €2.575 | €1.350 | R290 (Propaan) | 3 | Lucht-Water
KA30871 | NOW-e | NOWE-11BSUT20B01 | 17 | €5.050 | €3.825 | R290 (Propaan) | 3 | Lucht-Water
KA30876 | NOW-e | NOWE-11OSRE12A01 | 10 | €3.475 | €2.250 | R290 (Propaan) | 3 | Lucht-Water
KA30878 | NOW-e | NOWE-11OSRE17A01 | 15 | €4.600 | €3.375 | R290 (Propaan) | 3 | Lucht-Water
KA29689 | NOW-e | NOWE-11TPRE17A02 | 11 | €3.700 | €2.475 | R290 (Propaan) | 3 | Lucht-Water
KA29687 | NOW-e | NOWE-11TPRE10A02 | 8 | €3.025 | €1.800 | R290 (Propaan) | 3 | Lucht-Water
KA29686 | NOW-e | NOWE-11TPRE06A02 | 4 | €2.125 | €900 | R290 (Propaan) | 3 | Lucht-Water
KA30881 | NOW-e | NOWE-11TPRE12B03 | 11 | €3.700 | €2.475 | R290 (Propaan) | 3 | Lucht-Water
KA30872 | NOW-e | NOWE-11BSUT35B01 | 27 | €7.300 | €6.075 | R290 (Propaan) | 3 | Lucht-Water
KA29688 | NOW-e | NOWE-11TPRE10B02 | 8 | €3.025 | €1.800 | R290 (Propaan) | 3 | Lucht-Water
KA30873 | NOW-e | NOWE-11BSUT50B01 | 44 | €11.125 | €9.900 | R290 (Propaan) | 3 | Lucht-Water
KA30880 | NOW-e | NOWE-11TPRE12A03 | 11 | €3.700 | €2.475 | R290 (Propaan) | 3 | Lucht-Water
KA30882 | NOW-e | NOWE-11TPRE17B03 | 15 | €4.600 | €3.375 | R290 (Propaan) | 3 | Lucht-Water
KA30874 | NOW-e | NOWE-11OSRE04A01 | 4 | €2.125 | €900 | R290 (Propaan) | 3 | Lucht-Water
KA30879 | NOW-e | NOWE-11OSRE17B01 | 15 | €4.600 | €3.375 | R290 (Propaan) | 3 | Lucht-Water
KA30417 | Natural Heat | BV20-6-DC-E/S | 4 | €2.125 | €900 | R290 (Propaan) | 3 | Lucht-Water
KA28851 | Natural Heat | BV70-24-DC-E | 14 | €4.375 | €3.150 | R290 (Propaan) | 3 | Lucht-Water
KA30418 | Natural Heat | BV30-8-DC-E/S | 5 | €2.350 | €1.125 | R290 (Propaan) | 3 | Lucht-Water
KA00359 | Nefit | EnviLine A/W Monoblock 17 TS-T | 12 | €3.925 | €2.700 | R410A | 2088 | Lucht-Water
KA00310 | Nefit | EnviLine A/W Monoblock 7.0 T-S | 7 | €2.800 | €1.575 | R410A | 2088 | Lucht-Water
KA00358 | Nefit | EnviLine A/W Monoblock 13 TS-T | 10 | €3.475 | €2.250 | R410A | 2088 | Lucht-Water
KA00357 | Nefit | EnviLine A/W Monoblock 9.0 TS-S | 7 | €2.800 | €1.575 | R410A | 2088 | Lucht-Water
KA00369 | Nefit | EnviLine A/W Monoblock 17 B-T | 12 | €3.925 | €2.700 | R410A | 2088 | Lucht-Water
KA00368 | Nefit | EnviLine A/W Monoblock 13 B-T | 10 | €3.475 | €2.250 | R410A | 2088 | Lucht-Water
KA00356 | Nefit | EnviLine A/W Monoblock 7.0 TS-S | 7 | €2.800 | €1.575 | R410A | 2088 | Lucht-Water
KA00309 | Nefit | EnviLine A/W Monoblock 5.0 T-S | 4 | €2.125 | €900 | R410A | 2088 | Lucht-Water
KA00355 | Nefit | EnviLine A/W Monoblock 5.0 TS-S | 4 | €2.125 | €900 | R410A | 2088 | Lucht-Water
KA00367 | Nefit | EnviLine A/W Monoblock 9.0 B-S | 7 | €2.800 | €1.575 | R410A | 2088 | Lucht-Water
KA00313 | Nefit | EnviLine A/W Monoblock 17 T-T | 12 | €3.925 | €2.700 | R410A | 2088 | Lucht-Water
KA00365 | Nefit | EnviLine A/W Monoblock 5.0 B-S | 4 | €2.125 | €900 | R410A | 2088 | Lucht-Water
KA00312 | Nefit | EnviLine A/W Monoblock 13 T-T | 10 | €3.475 | €2.250 | R410A | 2088 | Lucht-Water
KA00364 | Nefit | EnviLine A/W Monoblock 17 E-T | 12 | €3.925 | €2.700 | R410A | 2088 | Lucht-Water
KA00363 | Nefit | EnviLine A/W Monoblock 13 E-T | 10 | €3.475 | €2.250 | R410A | 2088 | Lucht-Water
KA00362 | Nefit | EnviLine A/W Monoblock 9.0 E-S | 7 | €2.800 | €1.575 | R410A | 2088 | Lucht-Water
KA00361 | Nefit | EnviLine A/W Monoblock 7.0 E-S | 7 | €2.800 | €1.575 | R410A | 2088 | Lucht-Water
KA00366 | Nefit | EnviLine A/W Monoblock 7.0 B-S | 7 | €2.800 | €1.575 | R410A | 2088 | Lucht-Water
KA00360 | Nefit | EnviLine A/W Monoblock 5.0 E-S | 4 | €2.125 | €900 | R410A | 2088 | Lucht-Water
KA00311 | Nefit | EnviLine A/W Monoblock 9.0 T-S | 7 | €2.800 | €1.575 | R410A | 2088 | Lucht-Water
KA27954 | Neoheat | EKO II 6 | 5 | €2.350 | €1.125 | R032 | 675 | Lucht-Water
KA26177 | Newntide | Silver line 8 | 5 | €2.350 | €1.125 | R290 (Propaan) | 3 | Lucht-Water
KA26176 | Newntide | Silver line 20 | 13 | €4.150 | €2.925 | R290 (Propaan) | 3 | Lucht-Water
KA26175 | Newntide | Silver line 12 | 8 | €3.025 | €1.800 | R290 (Propaan) | 3 | Lucht-Water
KA11825 | Nilan | AIR 9 | 5 | €2.350 | €1.125 | R410A | 2088 | Lucht-Water
KA30071 | Novelan | LAV-12 HSV 12,1 (103779HSV12141) | 9 | €3.050 | €2.025 | R410A | 2088 | Lucht-Water
KA22510 | NuLite New Energy | NL-BKDX30-95II/R32 (R32) | 6 | €2.575 | €1.350 | R032 | 675 | Lucht-Water
KA22511 | NuLite New Energy | NL-BKDX40-150II/R32 (R32) | 10 | €3.475 | €2.250 | R032 | 675 | Lucht-Water
KA22835 | NuLite New Energy | NL-BKDX80-300II/R32 (R32) | 19 | €5.500 | €4.275 | R032 | 675 | Lucht-Water
KA22512 | NuLite New Energy | NL-BKDX50-200II/R32 (R32) | 12 | €3.925 | €2.700 | R032 | 675 | Lucht-Water
KA27926 | Nulite | NL-FLM60-300II/R32 | 15 | €4.600 | €3.375 | R032 | 675 | Lucht-Water
KA27925 | Nulite | NL-FLM30-95II/R32 | 7 | €2.800 | €1.575 | R032 | 675 | Lucht-Water
KA31249 | Nulite | NL-FLM30-100II R290 | 7 | €2.800 | €1.575 | R290 (Propaan) | 3 | Lucht-Water
KA31250 | Nulite | NL-FLM30-130II R290 | 9 | €3.250 | €2.025 | R290 (Propaan) | 3 | Lucht-Water
KA31251 | Nulite | NL-FLM50-160II R290 | 12 | €3.925 | €2.700 | R290 (Propaan) | 3 | Lucht-Water
KA31252 | Nulite | NL-FLM50-190II/R290 | 14 | €4.375 | €3.150 | R290 (Propaan) | 3 | Lucht-Water
KA27595 | OEG | 650001333 R290 | 11 | €3.700 | €2.475 | R290 (Propaan) | 3 | Lucht-Water
KA27594 | OEG | 650001332 R290 | 8 | €3.025 | €1.800 | R290 (Propaan) | 3 | Lucht-Water
KA27593 | OEG | 650001331 R290 | 6 | €2.575 | €1.350 | R290 (Propaan) | 3 | Lucht-Water
KA27592 | OEG | 650001330 R290 | 4 | €2.125 | €900 | R290 (Propaan) | 3 | Lucht-Water
KA26332 | OVUM | AirCube 417P MONOBLOCK | 14 | €4.375 | €3.150 | R290 (Propaan) | 3 | Lucht-Water
KA26331 | OVUM | AirCube 312P MONOBLOCK | 9 | €3.250 | €2.025 | R290 (Propaan) | 3 | Lucht-Water
KA28849 | OVUM | AirCube 520P | 19 | €5.500 | €4.275 | R290 (Propaan) | 3 | Lucht-Water
KA28848 | OVUM | AirCube 208P | 7 | €2.800 | €1.575 | R290 (Propaan) | 3 | Lucht-Water
KA31261 | Olimpia-Splendid S.p.A. | 02603 - SHERPA MONOBLOC S4 P 15 T | 13 | €3.950 | €2.925 | R290 (Propaan) | 3 | Lucht-Water
KA31260 | Olimpia-Splendid S.p.A. | 02602 - SHERPA MONOBLOC S4 P 12 T | 11 | €3.700 | €2.475 | R290 (Propaan) | 3 | Lucht-Water
KA31259 | Olimpia-Splendid S.p.A. | 02601 - SHERPA MONOBLOC S4 P 15 | 13 | €4.150 | €2.925 | R290 (Propaan) | 3 | Lucht-Water
KA31256 | Olimpia-Splendid S.p.A. | 02598 - SHERPA MONOBLOC S4 P 6 | 6 | €2.575 | €1.350 | R290 (Propaan) | 3 | Lucht-Water
KA31258 | Olimpia-Splendid S.p.A. | 02600 - SHERPA MONOBLOC S4 P 12 | 11 | €3.700 | €2.475 | R290 (Propaan) | 3 | Lucht-Water
KA31257 | Olimpia-Splendid S.p.A. | 02599 - SHERPA MONOBLOC S4 P 9 | 8 | €3.025 | €1.800 | R290 (Propaan) | 3 | Lucht-Water
KA23422 | Olimpia-Splendid S.p.A. | 02311 Sherpa Monobloc S2E 16T | 13 | €4.150 | €2.925 | R032 | 675 | Lucht-Water
KA23420 | Olimpia-Splendid S.p.A. | 02309 Sherpa Monobloc S2E 12T | 11 | €3.700 | €2.475 | R032 | 675 | Lucht-Water
KA23414 | Olimpia-Splendid S.p.A. | 02303 Sherpa Monobloc S2E 6 | 6 | €2.575 | €1.350 | R032 | 675 | Lucht-Water
KA21764 | Orca Energija | Mitsubishi PUD SHWM100YAA-ORCA DUO300 | 11 | €3.500 | €2.475 | R032 | 675 | Lucht-Water
KA26198 | Outes | VitalVerde AHb16VR3XP | 13 | €4.150 | €2.925 | R032 | 675 | Lucht-Water
KA26197 | Outes | VitalVerde AHb16VR3HP | 13 | €4.150 | €2.925 | R032 | 675 | Lucht-Water
KA26194 | Outes | VitalVerde AHb12VR3XP | 11 | €3.700 | €2.475 | R032 | 675 | Lucht-Water
KA28682 | Outes | AHb10VR9XP | 9 | €3.250 | €2.025 | R290 (Propaan) | 3 | Lucht-Water
KA28686 | Outes | AHb16VR9XP | 14 | €4.375 | €3.150 | R290 (Propaan) | 3 | Lucht-Water
KA28685 | Outes | AHb14VR9XP | 13 | €3.950 | €2.925 | R290 (Propaan) | 3 | Lucht-Water
KA28684 | Outes | AHb12VR9XP | 11 | €3.700 | €2.475 | R290 (Propaan) | 3 | Lucht-Water
KA28680 | Outes | AHb10VR9HP II | 9 | €3.250 | €2.025 | R290 (Propaan) | 3 | Lucht-Water
KA28679 | Outes | AHb10VR9HP | 9 | €3.250 | €2.025 | R290 (Propaan) | 3 | Lucht-Water
KA28678 | Outes | AHb08VR9HP | 6 | €2.575 | €1.350 | R290 (Propaan) | 3 | Lucht-Water
KA28677 | Outes | AHb06VR9HP | 5 | €2.350 | €1.125 | R290 (Propaan) | 3 | Lucht-Water
KA21762 | PHNIX | Ventus GreenTherm-W060S | 11 | €3.700 | €2.475 | R290 (Propaan) | 3 | Lucht-Water
KA21761 | PHNIX | Ventus GreenTherm-W040 | 8 | €3.025 | €1.800 | R290 (Propaan) | 3 | Lucht-Water
KA20249 | PHNIX | Ventus Hero-W040 | 8 | €3.025 | €1.800 | R032 | 675 | Lucht-Water
KA22935 | PHNIX | Ventus HeroPremium-W020 | 5 | €2.350 | €1.125 | R032 | 675 | Lucht-Water
KA22934 | PHNIX | Ventus GreenTherm-W020 | 4 | €2.125 | €900 | R290 (Propaan) | 3 | Lucht-Water
KA28404 | Panasonic | WH-WXG16ME8 | 16 | €4.825 | €3.600 | R290 (Propaan) | 3 | Lucht-Water
KA28403 | Panasonic | WH-WXG12ME8 | 12 | €3.925 | €2.700 | R290 (Propaan) | 3 | Lucht-Water
KA28402 | Panasonic | WH-WXG09ME8 | 9 | €3.250 | €2.025 | R290 (Propaan) | 3 | Lucht-Water
KA22064 | Panasonic | WH-ADF0309J3E5CM (Ecoflex) | 7 | €2.600 | €1.575 | R032 | 675 | Lucht-Water
KA22053 | Panasonic | KIT-MXC16J9E8-W | 16 | €4.625 | €3.600 | R032 | 675 | Lucht-Water
KA22052 | Panasonic | KIT-MXC12J9E8-W | 9 | €3.250 | €2.025 | R032 | 675 | Lucht-Water
KA22051 | Panasonic | KIT-MXC09J3E8-W | 9 | €3.250 | €2.025 | R032 | 675 | Lucht-Water
KA22050 | Panasonic | KIT-ADC09JE5UK | 6 | €2.375 | €1.350 | R032 | 675 | Lucht-Water
KA16644 | Panasonic | KIT-WC09J3E5 | 6 | €2.375 | €1.350 | R032 | 675 | Lucht-Water
KA16643 | Panasonic | KIT-WC07J3E5 | 6 | €2.375 | €1.350 | R032 | 675 | Lucht-Water
KA16642 | Panasonic | KIT-WC05J3E5 | 5 | €2.350 | €1.125 | R032 | 675 | Lucht-Water
KA27706 | Panasonic | P-AQUAG0080HA | 57 | €13.850 | €12.825 | R290 (Propaan) | 3 | Lucht-Water
KA27705 | Panasonic | P-AQUAG0070HA | 50 | €12.275 | €11.250 | R290 (Propaan) | 3 | Lucht-Water
KA16641 | Panasonic | KIT-WC03J3E5 | 3 | €1.700 | €675 | R032 | 675 | Lucht-Water
KA16005 | Panasonic | KIT-ADC05JE5 | 5 | €2.350 | €1.125 | R032 | 675 | Lucht-Water
KA21133 | Panasonic | WH-MXC16J9E8 | 16 | €4.625 | €3.600 | R032 | 675 | Lucht-Water
KA21132 | Panasonic | WH-MXC12J9E8 | 9 | €3.250 | €2.025 | R032 | 675 | Lucht-Water
KA21131 | Panasonic | WH-MXC09J3E8 | 9 | €3.250 | €2.025 | R032 | 675 | Lucht-Water
KA15502 | Panasonic | KIT-ADC07JE5B | 6 | €2.575 | €1.350 | R032 | 675 | Lucht-Water
KA15500 | Panasonic | KIT-ADC09JE5 | 7 | €2.800 | €1.575 | R032 | 675 | Lucht-Water
KA15499 | Panasonic | KIT-ADC07JE5 | 6 | €2.375 | €1.350 | R032 | 675 | Lucht-Water
KA15498 | Panasonic | KIT-ADC03JE5 | 4 | €2.125 | €900 | R032 | 675 | Lucht-Water
KA29281 | Panasonic | KIT-WXC12K9E8 (WH-SXC12K9E8 + WH-UXZ12KE8) | 12 | €3.925 | €2.700 | R032 | 675 | Lucht-Water
KA31214 | Panasonic | WH-SDC0316M9E8 + WH-WXG12ME8 | 13 | €3.950 | €2.925 | R290 (Propaan) | 3 | Lucht-Water
KA31215 | Panasonic | WH-SDC0316M9E8 + WH-WXG16ME8 | 17 | €5.050 | €3.825 | R290 (Propaan) | 3 | Lucht-Water
KA31213 | Panasonic | WH-SDC0316M9E8 + WH-WXG09ME8 | 9 | €3.250 | €2.025 | R290 (Propaan) | 3 | Lucht-Water
KA19834 | Panasonic | KIT-ADC09JE5C | 7 | €2.800 | €1.575 | R032 | 675 | Lucht-Water
KA19833 | Panasonic | KIT-ADC07JE5C | 6 | €2.575 | €1.350 | R032 | 675 | Lucht-Water
KA19832 | Panasonic | KIT-ADC05JE5C | 5 | €2.350 | €1.125 | R032 | 675 | Lucht-Water
KA26158 | Panasonic | WH-SDC0509L3E5 + WH-WDG05LE5 | 5 | €2.350 | €1.125 | R290 (Propaan) | 3 | Lucht-Water
KA26156 | Panasonic | WH-SDC0309K3E5 + WH-UDZ07KE5 | 7 | €2.800 | €1.575 | R032 | 675 | Lucht-Water
KA29285 | Panasonic | WH-WXG30ME8 | 30 | €7.775 | €6.750 | R290 (Propaan) | 3 | Lucht-Water
KA26155 | Panasonic | WH-SDC0309K3E5 + WH-UDZ05KE5 | 5 | €2.350 | €1.125 | R032 | 675 | Lucht-Water
KA26154 | Panasonic | WH-SDC0309K3E5 + WH-UDZ03KE5 | 4 | €2.125 | €900 | R032 | 675 | Lucht-Water
KA30020 | Panasonic | KIT-AXC12K9E83 (WH-ADC0912K9E83 + WH-UXZ12KE8) | 12 | €3.925 | €2.700 | R032 | 675 | Lucht-Water
KA25926 | Panasonic | WH-MDC12H6E5 (R410a) | 10 | €3.475 | €2.250 | R410A | 2088 | Lucht-Water
KA30027 | Panasonic | WH-ADC0509L3E51 + WH-WDG09LE5 | 8 | €3.025 | €1.800 | R290 (Propaan) | 3 | Lucht-Water
KA30026 | Panasonic | WH-ADC0509L3E51 + WH-WDG07LE5 | 7 | €2.800 | €1.575 | R290 (Propaan) | 3 | Lucht-Water
KA30025 | Panasonic | WH-ADC0509L3E51 + WH-WDG05LE5 | 5 | €2.350 | €1.125 | R290 (Propaan) | 3 | Lucht-Water
KA30023 | Panasonic | WH-ADC0316M9E83 + WH-WXG12ME8 | 12 | €3.925 | €2.700 | R290 (Propaan) | 3 | Lucht-Water
KA30022 | Panasonic | WH-ADC0316M9E83 + WH-WXG09ME8 | 9 | €3.250 | €2.025 | R290 (Propaan) | 3 | Lucht-Water
KA30021 | Panasonic | KIT-AXC16K9E83 (WH-ADC16K9E83 + WH-UXZ16KE8) | 16 | €4.625 | €3.600 | R032 | 675 | Lucht-Water
KA30019 | Panasonic | KIT-AXC09K9E83 (WH-ADC0912K9E83 + WH-UXZ09KE8) | 9 | €3.250 | €2.025 | R032 | 675 | Lucht-Water
KA24615 | Panasonic | WH-ADC0509L3E5B + WH-WDG09LE5 | 9 | €3.250 | €2.025 | R290 (Propaan) | 3 | Lucht-Water
KA24614 | Panasonic | WH-ADC0509L3E5B + WH-WDG07LE5 | 7 | €2.800 | €1.575 | R290 (Propaan) | 3 | Lucht-Water
KA24613 | Panasonic | WH-ADC0509L3E5B + WH-WDG05LE5 | 5 | €2.350 | €1.125 | R290 (Propaan) | 3 | Lucht-Water
KA24612 | Panasonic | WH-ADC0509L3E5 + WH-WDG09LE5 | 9 | €3.250 | €2.025 | R290 (Propaan) | 3 | Lucht-Water
KA24611 | Panasonic | WH-ADC0509L3E5 + WH-WDG07LE5 | 7 | €2.800 | €1.575 | R290 (Propaan) | 3 | Lucht-Water
KA24610 | Panasonic | WH-ADC0509L3E5 + WH-WDG05LE5 | 5 | €2.350 | €1.125 | R290 (Propaan) | 3 | Lucht-Water
KA24609 | Panasonic | WH-ADC0309K3E5B + WH-UDZ09KE5 | 7 | €2.800 | €1.575 | R032 | 675 | Lucht-Water
KA24608 | Panasonic | WH-ADC0309K3E5B + WH-UDZ07KE5 | 7 | €2.800 | €1.575 | R032 | 675 | Lucht-Water
KA24607 | Panasonic | WH-ADC0309K3E5B + WH-UDZ05KE5 | 5 | €2.350 | €1.125 | R032 | 675 | Lucht-Water
KA24606 | Panasonic | WH-ADC0309K3E5B + WH-UDZ03KE5 | 4 | €2.125 | €900 | R032 | 675 | Lucht-Water
KA24605 | Panasonic | WH-ADC0309K3E5 + WH-UDZ09KE5 | 7 | €2.800 | €1.575 | R032 | 675 | Lucht-Water
KA24604 | Panasonic | WH-ADC0309K3E5 + WH-UDZ07KE5 | 7 | €2.800 | €1.575 | R032 | 675 | Lucht-Water
KA24603 | Panasonic | WH-ADC0309K3E5 + WH-UDZ05KE5 | 5 | €2.350 | €1.125 | R032 | 675 | Lucht-Water
KA24602 | Panasonic | WH-ADC0309K3E5 + WH-UDZ03KE5 | 4 | €2.125 | €900 | R032 | 675 | Lucht-Water
KA29284 | Panasonic | WH-WXG25ME8 | 27 | €7.100 | €6.075 | R290 (Propaan) | 3 | Lucht-Water
KA29283 | Panasonic | WH-WXG20ME8 | 22 | €5.975 | €4.950 | R290 (Propaan) | 3 | Lucht-Water
KA29282 | Panasonic | KIT-WXC16K9E8 (WH-SXC16K9E8 + WH-UXZ16KE8) | 16 | €4.625 | €3.600 | R032 | 675 | Lucht-Water
KA29280 | Panasonic | KIT-WXC09K9E8 (WH-SXC09K9E8 + WH-UXZ09KE8) | 9 | €3.250 | €2.025 | R032 | 675 | Lucht-Water
KA29279 | Panasonic | KIT-AXC16K9E8 (WH-ADC16K9E8 + WH-UXZ16KE8) | 16 | €4.625 | €3.600 | R032 | 675 | Lucht-Water
KA29278 | Panasonic | KIT-AXC12K9E8 (WH-ADC0912K9E8 + WH-UXZ12KE8) | 12 | €3.925 | €2.700 | R032 | 675 | Lucht-Water
KA29277 | Panasonic | KIT-AXC09K9E8 (WH-ADC0912K9E8 + WH-UXZ09KE8) | 9 | €3.250 | €2.025 | R032 | 675 | Lucht-Water
KA26157 | Panasonic | WH-SDC0309K3E5 + WH-UDZ09KE5 | 8 | €3.025 | €1.800 | R032 | 675 | Lucht-Water
KA12895 | Panasonic | WH-MXC16H9E8 | 16 | €4.625 | €3.600 | R410A | 2088 | Lucht-Water
KA12894 | Panasonic | WH-MXC12H9E8 | 12 | €3.725 | €2.700 | R410A | 2088 | Lucht-Water
KA12893 | Panasonic | WH-MXC09H3E8 | 9 | €3.250 | €2.025 | R410A | 2088 | Lucht-Water
KA26159 | Panasonic | WH-SDC0509L3E5 + WH-WDG07LE5 | 7 | €2.800 | €1.575 | R290 (Propaan) | 3 | Lucht-Water
KA26160 | Panasonic | WH-SDC0509L3E5 + WH-WDG09LE5 | 8 | €3.025 | €1.800 | R290 (Propaan) | 3 | Lucht-Water
KA17460 | Panasonic | WH-MDC09J3E5 | 7 | €2.800 | €1.575 | R032 | 675 | Lucht-Water
KA17459 | Panasonic | WH-MDC07J3E5 | 6 | €2.575 | €1.350 | R032 | 675 | Lucht-Water
KA30024 | Panasonic | WH-ADC0316M9E83 + WH-WXG16ME8 | 16 | €4.825 | €3.600 | R290 (Propaan) | 3 | Lucht-Water
KA17458 | Panasonic | WH-MDC05J3E5 | 5 | €2.350 | €1.125 | R032 | 675 | Lucht-Water
KA30992 | Power World | PW300-DKZLRS-E | 50 | €12.475 | €11.250 | R290 (Propaan) | 3 | Lucht-Water
KA26289 | Power World | PW060-DKZLRS-E | 12 | €3.925 | €2.700 | R290 (Propaan) | 3 | Lucht-Water
KA26288 | Power World | PW050-DKZLRS-E | 11 | €3.500 | €2.475 | R290 (Propaan) | 3 | Lucht-Water
KA24787 | Power World | PW040-DKZLRS-E/S | 8 | €2.825 | €1.800 | R290 (Propaan) | 3 | Lucht-Water
KA24783 | Power World | PW030-DKZLRS-B/S | 5 | €2.350 | €1.125 | R032 | 675 | Lucht-Water
KA25044 | Power World | PW050-DKZLRS-E/S | 9 | €3.250 | €2.025 | R290 (Propaan) | 3 | Lucht-Water
KA25043 | Power World | PW030-DKZLRS-E/S | 5 | €2.350 | €1.125 | R290 (Propaan) | 3 | Lucht-Water
KA24406 | Power World | PW040-DKZLRS-A | 9 | €3.250 | €2.025 | R032 | 675 | Lucht-Water
KA29633 | Power World | PW150-DKZLRS-E | 25 | €6.850 | €5.625 | R290 (Propaan) | 3 | Lucht-Water
KA22832 | Power World | PW050-DKZLRS-A | 15 | €4.600 | €3.375 | R032 | 675 | Lucht-Water
KA30005 | ProCalor | AH19SDCR-P32 | 11 | €3.700 | €2.475 | R032 | 675 | Lucht-Water
KA31622 | Qmex | QB-S80HPN7-O | 45 | €11.350 | €10.125 | R290 (Propaan) | 3 | Lucht-Water
KA26039 | Qmex | QB-S50HPN7-O | 31 | €8.000 | €6.975 | R290 (Propaan) | 3 | Lucht-Water
KA23023 | Qmex | QB-S18HPN7-O | 15 | €4.400 | €3.375 | R290 (Propaan) | 3 | Lucht-Water
KA23022 | Qmex | QB-S12HPN7-O | 9 | €3.250 | €2.025 | R290 (Propaan) | 3 | Lucht-Water
KA23020 | Qmex | QA-S12HPN7-O | 9 | €3.250 | €2.025 | R290 (Propaan) | 3 | Lucht-Water
KA23019 | Qmex | QA-S06HPN7-O | 5 | €2.350 | €1.125 | R290 (Propaan) | 3 | Lucht-Water
KA21789 | Quatt | Quatt Hybrid 6kW | 4 | €2.125 | €900 | R032 | 675 | Lucht-Water
KA29998 | Quatt | AMH6 | 7 | €2.800 | €1.575 | R290 (Propaan) | 3 | Lucht-Water
KA27646 | Qvantum | QE-6 | 5 | €2.150 | €1.125 | R134A | 1430 | Lucht-Water
KA28645 | Qvantum | QE-4 | 4 | €1.925 | €900 | R134A | 1430 | Lucht-Water
KA31615 | RP Handels und Service | AI-290-09-230V | 6 | €2.575 | €1.350 | R290 (Propaan) | 3 | Lucht-Water
KA31614 | RP Handels und Service | AI-290-06-230V | 4 | €2.125 | €900 | R290 (Propaan) | 3 | Lucht-Water
KA31621 | RP Handels und Service | AI-290-22-400V | 14 | €4.375 | €3.150 | R290 (Propaan) | 3 | Lucht-Water
KA31619 | RP Handels und Service | AI-290-16-400V | 11 | €3.700 | €2.475 | R290 (Propaan) | 3 | Lucht-Water
KA31618 | RP Handels und Service | AI-290-16-230V | 11 | €3.700 | €2.475 | R290 (Propaan) | 3 | Lucht-Water
KA31620 | RP Handels und Service | AI-290-19-400V | 12 | €3.925 | €2.700 | R290 (Propaan) | 3 | Lucht-Water
KA31617 | RP Handels und Service | AI-290-12-400V | 8 | €3.025 | €1.800 | R290 (Propaan) | 3 | Lucht-Water
KA31616 | RP Handels und Service | AI-290-12-230V | 8 | €3.025 | €1.800 | R290 (Propaan) | 3 | Lucht-Water
KA17438 | Remeha | Elga Ace 4 kW | 3 | €1.700 | €675 | R032 | 675 | Lucht-Water
KA27924 | Remeha | Elga Ace All-in-one 8 (AWHP2R 8MR) | 7 | €2.800 | €1.575 | R032 | 675 | Lucht-Water
KA27923 | Remeha | Elga Ace All-in-one 6 (AWHP2R 6MR) | 6 | €2.575 | €1.350 | R032 | 675 | Lucht-Water
KA27922 | Remeha | Elga Ace All-in-one 4 (AWHP2R 4MR) | 5 | €2.350 | €1.125 | R032 | 675 | Lucht-Water
KA27591 | Remeha | Effenca HT 30 | 27 | €7.300 | €6.075 | R290 (Propaan) | 3 | Lucht-Water
KA27590 | Remeha | Effenca HT 20 | 20 | €5.725 | €4.500 | R290 (Propaan) | 3 | Lucht-Water
KA27589 | Remeha | Mercuria Ace R32 8MR 2024 (AWHPR 8 MR) | 6 | €2.575 | €1.350 | R032 | 675 | Lucht-Water
KA27588 | Remeha | Mercuria Ace R32 6MR 2024 (AWHPR 6 MR) | 7 | €2.800 | €1.575 | R032 | 675 | Lucht-Water
KA27587 | Remeha | Mercuria Ace R32 4,5MR 2024 (AWHPR 4 MR) | 5 | €2.350 | €1.125 | R032 | 675 | Lucht-Water
KA27586 | Remeha | Eria Tower Ace S R32 8MR 2024 (AWHPR 8 MR) | 6 | €2.575 | €1.350 | R032 | 675 | Lucht-Water
KA27585 | Remeha | Eria Tower Ace S R32 6MR 2024 (AWHPR 6 MR) | 7 | €2.800 | €1.575 | R032 | 675 | Lucht-Water
KA27584 | Remeha | Eria Tower Ace S R32 4,5MR 2024 (AWHPR 4 MR) | 5 | €2.350 | €1.125 | R032 | 675 | Lucht-Water
KA27583 | Remeha | Eria Tower Ace R32 8MR 2024 (AWHPR 8 MR) | 6 | €2.575 | €1.350 | R032 | 675 | Lucht-Water
KA27582 | Remeha | Eria Tower Ace R32 6MR 2024 (AWHPR 6 MR) | 7 | €2.800 | €1.575 | R032 | 675 | Lucht-Water
KA27581 | Remeha | Eria Tower Ace R32 4,5MR 2024 (AWHPR 4 MR) | 5 | €2.350 | €1.125 | R032 | 675 | Lucht-Water
KA24984 | Remeha | Effenca MT 40 | 24 | €6.625 | €5.400 | R032 | 675 | Lucht-Water
KA27340 | Remeha | Mono 2 AWHP 8 MR + (Binnendeel "MB"/Confida 10/Confida 40) | 7 | €2.800 | €1.575 | R032 | 675 | Lucht-Water
KA27339 | Remeha | Mono 2 AWHP 6 MR + (Binnendeel "MB"/Confida 10/Confida 40) | 6 | €2.575 | €1.350 | R032 | 675 | Lucht-Water
KA27338 | Remeha | Mono 2 AWHP 4 MR + (Binnendeel "MB"/Confida 10/Confida 40) | 5 | €2.350 | €1.125 | R032 | 675 | Lucht-Water
KA27337 | Remeha | Mono 2 AWHP 16 TR + (Binnendeel "MB"/Confida 10/Confida 40) | 13 | €4.150 | €2.925 | R032 | 675 | Lucht-Water
KA27336 | Remeha | Mono 2 AWHP 12 TR + (Binnendeel "MB"/Confida 10/Confida 40) | 11 | €3.700 | €2.475 | R032 | 675 | Lucht-Water
KA27335 | Remeha | Mono 2 AWHP 10 MR + (Binnendeel "MB"/Confida 10/Confida 40) | 8 | €3.025 | €1.800 | R032 | 675 | Lucht-Water
KA30424 | Remeha | Confida MB 400-6+ (ControlBox MB/Confida 10/Confida 40) | 6 | €2.575 | €1.350 | R290 (Propaan) | 3 | Lucht-Water
KA20213 | Remeha | Eria Tower Ace MB 11 TR/E | 9 | €3.050 | €2.025 | R410A | 2088 | Lucht-Water
KA13703 | Remeha | Neptuna H 16 kW Driefase | 12 | €3.725 | €2.700 | R410A | 2088 | Lucht-Water
KA30425 | Remeha | Confida MB 400-9+ (ControlBox MB/Confida 10/Confida 40) | 7 | €2.800 | €1.575 | R290 (Propaan) | 3 | Lucht-Water
KA30423 | Remeha | Confida MB 400-4+ (ControlBox MB/Confida 10/Confida 40) | 5 | €2.350 | €1.125 | R290 (Propaan) | 3 | Lucht-Water
KA30422 | Remeha | Confida MB 400-14M+ (ControlBox MB/Confida 10/Confida 40) | 12 | €3.925 | €2.700 | R290 (Propaan) | 3 | Lucht-Water
KA30421 | Remeha | Confida MB 400-14+ (ControlBox MB/Confida 10/Confida 40) | 12 | €3.925 | €2.700 | R290 (Propaan) | 3 | Lucht-Water
KA30420 | Remeha | Confida MB 400-12M + (ControlBox MB/Confida 10/Confida 40) | 11 | €3.700 | €2.475 | R290 (Propaan) | 3 | Lucht-Water
KA30419 | Remeha | Confida MB 400-12 + (ControlBox MB/Confida 10/Confida 40) | 11 | €3.700 | €2.475 | R290 (Propaan) | 3 | Lucht-Water
KA24983 | Remeha | Effenca MT 33 | 20 | €5.725 | €4.500 | R032 | 675 | Lucht-Water
KA24982 | Remeha | Effenca MT 26 | 18 | €5.075 | €4.050 | R032 | 675 | Lucht-Water
KA24981 | Remeha | Effenca MT 20 | 14 | €4.175 | €3.150 | R032 | 675 | Lucht-Water
KA13701 | Remeha | Neptuna H 11 kW Driefase | 10 | €3.275 | €2.250 | R410A | 2088 | Lucht-Water
KA13694 | Remeha | Neptuna E 16 kW Driefase | 12 | €3.725 | €2.700 | R410A | 2088 | Lucht-Water
KA13680 | Remeha | Eria Tower E 16 kW Driefase | 9 | €3.250 | €2.025 | R410A | 2088 | Lucht-Water
KA24155 | Remeha | Elga Ace Mono MB 8 MR/H | 7 | €2.800 | €1.575 | R032 | 675 | Lucht-Water
KA24154 | Remeha | Elga Ace Mono MB 6 MR/H | 6 | €2.575 | €1.350 | R032 | 675 | Lucht-Water
KA24153 | Remeha | Elga Ace Mono MB 4 MR/H | 5 | €2.350 | €1.125 | R032 | 675 | Lucht-Water
KA13678 | Remeha | Eria Tower E 11 kW Driefase | 6 | €2.575 | €1.350 | R410A | 2088 | Lucht-Water
KA17439 | Remeha | Elga Ace 6 kW | 5 | €2.150 | €1.125 | R032 | 675 | Lucht-Water
KA31608 | Remko | HTS 205 | 9 | €3.250 | €2.025 | R032 | 675 | Lucht-Water
KA31610 | Remko | HTS 95 | 4 | €2.125 | €900 | R032 | 675 | Lucht-Water
KA00758 | Remko | WKF 70 (incl. NEO-compact) | 5 | €2.150 | €1.125 | R410A | 2088 | Lucht-Water
KA31206 | Remko | WKM 105 Pro | 7 | €2.800 | €1.575 | R290 (Propaan) | 3 | Lucht-Water
KA20418 | Remko | WKF 170 (incl. NEO-compact) | 10 | €3.475 | €2.250 | R032 | 675 | Lucht-Water
KA31609 | Remko | HTS 265 | 12 | €3.925 | €2.700 | R032 | 675 | Lucht-Water
KA31607 | Remko | HTS 135 | 6 | €2.575 | €1.350 | R032 | 675 | Lucht-Water
KA31210 | Remko | WKM 200 | 14 | €4.375 | €3.150 | R032 | 675 | Lucht-Water
KA31211 | Remko | WKM 85 Pro | 4 | €2.125 | €900 | R290 (Propaan) | 3 | Lucht-Water
KA31209 | Remko | WKM 175 Pro | 12 | €3.925 | €2.700 | R290 (Propaan) | 3 | Lucht-Water
KA31208 | Remko | WKM 170 | 10 | €3.475 | €2.250 | R032 | 675 | Lucht-Water
KA31207 | Remko | WKM 135 Pro | 10 | €3.475 | €2.250 | R290 (Propaan) | 3 | Lucht-Water
KA31205 | Remko | WKM 100 | 6 | €2.575 | €1.350 | R032 | 675 | Lucht-Water
KA31204 | Remko | SQW 405 Pro Single | 26 | €6.875 | €5.850 | R290 (Propaan) | 3 | Lucht-Water
KA30742 | Remko | WKM 80 | 5 | €2.350 | €1.125 | R032 | 675 | Lucht-Water
KA20417 | Remko | WKF 130 (incl. NEO-compact) | 7 | €2.800 | €1.575 | R032 | 675 | Lucht-Water
KA20416 | Remko | WKF 100 (incl. NEO-compact) | 6 | €2.575 | €1.350 | R032 | 675 | Lucht-Water
KA22618 | Renson | AYRA (REN-HP-A-15S-V1) | 8 | €3.025 | €1.800 | R290 (Propaan) | 3 | Lucht-Water
KA22616 | Renson | AYRA (REN-HP-A-09-V1) | 4 | €2.125 | €900 | R290 (Propaan) | 3 | Lucht-Water
KA21248 | Rhoss | THAITI 114M P0 | 10 | €3.275 | €2.250 | R032 | 675 | Lucht-Water
KA20244 | Rhoss | MidiPack-I THAITY 130 | 23 | €6.200 | €5.175 | R410A | 2088 | Lucht-Water
KA24737 | Rhoss | THAETY 289 | 62 | €14.975 | €13.950 | R410A | 2088 | Lucht-Water
KA24735 | Rhoss | THAETY 269 | 49 | €12.050 | €11.025 | R410A | 2088 | Lucht-Water
KA24647 | Rhoss | POKER R290 THAETP 250 P1 | 34 | €8.675 | €7.650 | R290 (Propaan) | 3 | Lucht-Water
KA29206 | Rhoss | THAITI 118 P0 | 16 | €4.825 | €3.600 | R032 | 675 | Lucht-Water
KA22492 | Rhoss | MidiPACK-I ECO THAITI 148 | 39 | €9.800 | €8.775 | R032 | 675 | Lucht-Water
KA22491 | Rhoss | MidiPACK-I ECO THAITI 140 | 31 | €8.000 | €6.975 | R032 | 675 | Lucht-Water
KA28295 | Rotenso | WIM60X1 | 5 | €2.350 | €1.125 | R032 | 675 | Lucht-Water
KA28294 | Rotenso | WIM160X3 | 13 | €4.150 | €2.925 | R032 | 675 | Lucht-Water
KA28293 | Rotenso | WIM140X3 | 12 | €3.925 | €2.700 | R032 | 675 | Lucht-Water
KA28291 | Rotenso | WIM100X1 | 9 | €3.250 | €2.025 | R032 | 675 | Lucht-Water
KA28290 | Rotenso | HES80X1o/HES80X13i | 7 | €2.800 | €1.575 | R032 | 675 | Lucht-Water
KA28289 | Rotenso | HES60X1o/HES60X1i | 6 | €2.575 | €1.350 | R032 | 675 | Lucht-Water
KA28287 | Rotenso | HES100X1o/HES100X13i | 8 | €3.025 | €1.800 | R032 | 675 | Lucht-Water
KA28286 | Rotenso | AQS80X1o/AQS100X13i | 7 | €2.800 | €1.575 | R032 | 675 | Lucht-Water
KA28285 | Rotenso | AQS80X1o/AQS100T240X13i | 7 | €2.800 | €1.575 | R032 | 675 | Lucht-Water
KA28283 | Rotenso | AQS60X1o/AQS60X13i | 6 | €2.575 | €1.350 | R032 | 675 | Lucht-Water
KA28282 | Rotenso | AQS60X1o/AQS100T240X13i | 6 | €2.575 | €1.350 | R032 | 675 | Lucht-Water
KA28281 | Rotenso | AQS60X1o/AQS100T190X1i | 6 | €2.575 | €1.350 | R032 | 675 | Lucht-Water
KA28279 | Rotenso | AQS40X1o/AQS100T240X13i | 5 | €2.350 | €1.125 | R032 | 675 | Lucht-Water
KA28278 | Rotenso | AQS40X1o/AQS100T190X1i | 5 | €2.350 | €1.125 | R032 | 675 | Lucht-Water
KA28277 | Rotenso | AQS160X3o/AQS160X13i | 13 | €4.150 | €2.925 | R032 | 675 | Lucht-Water
KA28275 | Rotenso | AQS140X3o/AQS160X13i | 12 | €3.925 | €2.700 | R032 | 675 | Lucht-Water
KA28274 | Rotenso | AQS140X3o/AQS160T240X13i | 12 | €3.925 | €2.700 | R032 | 675 | Lucht-Water
KA28273 | Rotenso | AQS120X3o/AQS160X13i | 11 | €3.700 | €2.475 | R032 | 675 | Lucht-Water
KA28271 | Rotenso | AQS100X1o/AQS100X13i | 8 | €3.025 | €1.800 | R032 | 675 | Lucht-Water
KA28270 | Rotenso | AQS100X1o/AQS100T240X13i | 8 | €3.025 | €1.800 | R032 | 675 | Lucht-Water
KA28269 | Rotenso | AQS100X1o/AQS100T190X1i | 8 | €3.025 | €1.800 | R032 | 675 | Lucht-Water
KA28268 | Rotenso | AQM80X1 | 7 | €2.800 | €1.575 | R032 | 675 | Lucht-Water
KA28267 | Rotenso | AQM60X1 | 6 | €2.575 | €1.350 | R032 | 675 | Lucht-Water
KA28266 | Rotenso | AQM40X1 | 5 | €2.350 | €1.125 | R032 | 675 | Lucht-Water
KA28265 | Rotenso | AQM300X3 | 24 | €6.425 | €5.400 | R032 | 675 | Lucht-Water
KA28263 | Rotenso | AQM160X3 | 13 | €4.150 | €2.925 | R032 | 675 | Lucht-Water
KA28262 | Rotenso | AQM140X3 | 12 | €3.925 | €2.700 | R032 | 675 | Lucht-Water
KA28261 | Rotenso | AQM120X3 | 11 | €3.700 | €2.475 | R032 | 675 | Lucht-Water
KA28259 | Rotenso | AIS/W/B/G/80X1o/AIS80X13i | 6 | €2.575 | €1.350 | R032 | 675 | Lucht-Water
KA28258 | Rotenso | AIS/W/B/G/60X1o/AIS60X1i | 5 | €2.350 | €1.125 | R032 | 675 | Lucht-Water
KA28257 | Rotenso | AIS/W/B/G/40X1o/AIS40X1i | 4 | €2.125 | €900 | R032 | 675 | Lucht-Water
KA28255 | Rotenso | AIS/W/B/G/140X3o/AIS140X13i | 12 | €3.925 | €2.700 | R032 | 675 | Lucht-Water
KA28254 | Rotenso | AIS/W/B/G/120X3o/AIS120X13i | 10 | €3.475 | €2.250 | R032 | 675 | Lucht-Water
KA28253 | Rotenso | AIS/W/B/G/100X1o/AIS100X13i | 8 | €3.025 | €1.800 | R032 | 675 | Lucht-Water
KA28252 | Rotenso | AIM/W/B/G/80X1 | 7 | €2.800 | €1.575 | R032 | 675 | Lucht-Water
KA28251 | Rotenso | AIM/W/B/G/60X1 | 5 | €2.350 | €1.125 | R032 | 675 | Lucht-Water
KA28250 | Rotenso | AIM/W/B/G/40X1 | 4 | €2.125 | €900 | R032 | 675 | Lucht-Water
KA28249 | Rotenso | AIM/W/B/G/160X3 | 13 | €4.150 | €2.925 | R032 | 675 | Lucht-Water
KA28248 | Rotenso | AIM/W/B/G/140X3 | 12 | €3.925 | €2.700 | R032 | 675 | Lucht-Water
KA28247 | Rotenso | AIM/W/B/G/120X3 | 10 | €3.475 | €2.250 | R032 | 675 | Lucht-Water
KA28246 | Rotenso | AIM/W/B/G/100X1 | 8 | €3.025 | €1.800 | R032 | 675 | Lucht-Water
KA28256 | Rotenso | AIS/W/B/G/160X3o/AIS160X13i | 13 | €4.150 | €2.925 | R032 | 675 | Lucht-Water
KA28260 | Rotenso | AQM100X1 | 8 | €3.025 | €1.800 | R032 | 675 | Lucht-Water
KA28264 | Rotenso | AQM220X3 | 20 | €5.725 | €4.500 | R032 | 675 | Lucht-Water
KA28276 | Rotenso | AQS160X3o/AQS160T240X13i | 13 | €4.150 | €2.925 | R032 | 675 | Lucht-Water
KA28280 | Rotenso | AQS40X1o/AQS60X13i | 5 | €2.350 | €1.125 | R032 | 675 | Lucht-Water
KA28284 | Rotenso | AQS80X1o/AQS100T190X1i | 7 | €2.800 | €1.575 | R032 | 675 | Lucht-Water
KA28272 | Rotenso | AQS120X3o/AQS160T240X13i | 11 | €3.700 | €2.475 | R032 | 675 | Lucht-Water
KA28288 | Rotenso | HES40X1o/HES60X1i | 5 | €2.350 | €1.125 | R032 | 675 | Lucht-Water
KA28296 | Rotenso | WIM80X1 | 7 | €2.800 | €1.575 | R032 | 675 | Lucht-Water
KA28292 | Rotenso | WIM120X3 | 11 | €3.700 | €2.475 | R032 | 675 | Lucht-Water
KA30269 | SIME | EU HP 004 | 5 | €2.350 | €1.125 | R032 | 675 | Lucht-Water
KA30271 | SIME | EU HP 008 | 7 | €2.800 | €1.575 | R032 | 675 | Lucht-Water
KA30272 | SIME | EU HP 010 | 8 | €3.025 | €1.800 | R032 | 675 | Lucht-Water
KA30270 | SIME | EU HP 006 | 6 | €2.575 | €1.350 | R032 | 675 | Lucht-Water
KA29655 | SIME | Hybrid Revolution 30 EXR | 3 | €1.900 | €675 | R290 (Propaan) | 3 | Lucht-Water
KA22404 | SPRSUN | CGK-050V3L-B | 12 | €3.925 | €2.700 | R032 | 675 | Lucht-Water
KA22403 | SPRSUN | CGK-030V3L-B | 7 | €2.800 | €1.575 | R032 | 675 | Lucht-Water
KA21771 | SPRSUN | CGK030V3L | 7 | €2.600 | €1.575 | R032 | 675 | Lucht-Water
KA30267 | SPRSUN | CGK040V4P-B | 8 | €3.025 | €1.800 | R290 (Propaan) | 3 | Lucht-Water
KA21210 | SPRSUN | CGK-050V3L | 11 | €3.700 | €2.475 | R032 | 675 | Lucht-Water
KA27393 | SPRSUN | CGK060V4P | 11 | €3.700 | €2.475 | R290 (Propaan) | 3 | Lucht-Water
KA27392 | SPRSUN | CGK050V4P | 9 | €3.250 | €2.025 | R290 (Propaan) | 3 | Lucht-Water
KA27391 | SPRSUN | CGK-060V4P | 11 | €3.700 | €2.475 | R290 (Propaan) | 3 | Lucht-Water
KA27390 | SPRSUN | CGK-040V4P | 7 | €2.800 | €1.575 | R290 (Propaan) | 3 | Lucht-Water
KA27389 | SPRSUN | CGK-030V4P | 6 | €2.575 | €1.350 | R290 (Propaan) | 3 | Lucht-Water
KA27363 | SPRSUN | CGK040V4P | 7 | €2.800 | €1.575 | R290 (Propaan) | 3 | Lucht-Water
KA27362 | SPRSUN | CGK030V4P | 6 | €2.575 | €1.350 | R290 (Propaan) | 3 | Lucht-Water
KA27361 | SPRSUN | CGK-050V4P | 9 | €3.250 | €2.025 | R290 (Propaan) | 3 | Lucht-Water
KA30268 | SPRSUN | CGK050V4P-B | 11 | €3.700 | €2.475 | R290 (Propaan) | 3 | Lucht-Water
KA30266 | SPRSUN | CGK030V4P-B | 6 | €2.575 | €1.350 | R290 (Propaan) | 3 | Lucht-Water
KA30265 | SPRSUN | CGK020V4P-B | 4 | €2.125 | €900 | R290 (Propaan) | 3 | Lucht-Water
KA30264 | SPRSUN | CGK-050V4P-B | 11 | €3.700 | €2.475 | R290 (Propaan) | 3 | Lucht-Water
KA30263 | SPRSUN | CGK-040V4P-B | 8 | €3.025 | €1.800 | R290 (Propaan) | 3 | Lucht-Water
KA30262 | SPRSUN | CGK-030V4P-B | 6 | €2.575 | €1.350 | R290 (Propaan) | 3 | Lucht-Water
KA24956 | SPRSUN | CGK040V3L-B | 9 | €3.250 | €2.025 | R032 | 675 | Lucht-Water
KA24955 | SPRSUN | CGK015V3L-B | 4 | €2.125 | €900 | R032 | 675 | Lucht-Water
KA23264 | SPRSUN | CGK-060V3L | 12 | €3.725 | €2.700 | R032 | 675 | Lucht-Water
KA23207 | SPRSUN | CGK025V3L-B | 7 | €2.600 | €1.575 | R032 | 675 | Lucht-Water
KA23178 | SPRSUN | CGK-060V3L-B | 12 | €3.725 | €2.700 | R032 | 675 | Lucht-Water
KA22967 | SPRSUN | CGK025V3L | 7 | €2.600 | €1.575 | R032 | 675 | Lucht-Water
KA22966 | SPRSUN | CGK-040V3L | 9 | €3.250 | €2.025 | R032 | 675 | Lucht-Water
KA28301 | Samsung | AE160CXYBGK | 14 | €4.375 | €3.150 | R290 (Propaan) | 3 | Lucht-Water
KA28300 | Samsung | AE120CXYBGK | 11 | €3.700 | €2.475 | R290 (Propaan) | 3 | Lucht-Water
KA28299 | Samsung | AE080CXYBGK | 7 | €2.800 | €1.575 | R290 (Propaan) | 3 | Lucht-Water
KA28298 | Samsung | AE080CXYBEK | 7 | €2.800 | €1.575 | R290 (Propaan) | 3 | Lucht-Water
KA28297 | Samsung | AE050CXYBEK | 5 | €2.350 | €1.125 | R290 (Propaan) | 3 | Lucht-Water
KA22127 | Samsung | AM080AXVGGH_AM250TNBFGB | 14 | €4.175 | €3.150 | R410A | 2088 | Lucht-Water
KA22125 | Samsung | AE160RXY**G + MIM controlkit | 14 | €4.375 | €3.150 | R032 | 675 | Lucht-Water
KA22121 | Samsung | AE120RXY**G + MIM controlkit | 13 | €4.150 | €2.925 | R032 | 675 | Lucht-Water
KA22117 | Samsung | AE090RXEDGG_AE090RNYDGG | 8 | €3.025 | €1.800 | R032 | 675 | Lucht-Water
KA22116 | Samsung | AE090RXEDEG_AE090RNYDEG | 8 | €3.025 | €1.800 | R032 | 675 | Lucht-Water
KA22115 | Samsung | AE080RXY**G + MIM controlkit | 7 | €2.800 | €1.575 | R032 | 675 | Lucht-Water
KA22113 | Samsung | AE060RXEDEG_AE090RNYDEG | 5 | €2.350 | €1.125 | R032 | 675 | Lucht-Water
KA22112 | Samsung | AE050RXY**G + MIM controlkit | 5 | €2.350 | €1.125 | R032 | 675 | Lucht-Water
KA22111 | Samsung | AE040RXEDEG_AE090RNYDEG | 4 | €2.125 | €900 | R032 | 675 | Lucht-Water
KA16961 | Samsung | AE160RXYDGG/AE260RNWMGG | 14 | €4.175 | €3.150 | R032 | 675 | Lucht-Water
KA16958 | Samsung | AE120RXYDGG/AE260RNWMGG | 11 | €3.500 | €2.475 | R032 | 675 | Lucht-Water
KA16957 | Samsung | AE120RXYDEG/AE260RNWMEG | 11 | €3.500 | €2.475 | R032 | 675 | Lucht-Water
KA16956 | Samsung | AE120RXYDEG/AE200RNWMEG | 11 | €3.500 | €2.475 | R032 | 675 | Lucht-Water
KA16955 | Samsung | AE090RXEDGG/AE260RNWSGG | 7 | €2.600 | €1.575 | R032 | 675 | Lucht-Water
KA16954 | Samsung | AE090RXEDEG/AE260RNWSEG | 7 | €2.600 | €1.575 | R032 | 675 | Lucht-Water
KA16953 | Samsung | AE090RXEDEG/AE200RNWSEG | 7 | €2.600 | €1.575 | R032 | 675 | Lucht-Water
KA21650 | Samsung | AE090RXEDGG/AE090RNYDGG | 8 | €3.025 | €1.800 | R032 | 675 | Lucht-Water
KA16952 | Samsung | AE080RXYDGG/AE260RNWMGG | 7 | €2.800 | €1.575 | R032 | 675 | Lucht-Water
KA21649 | Samsung | AE090RXEDEG/AE090RNYDEG | 8 | €3.025 | €1.800 | R032 | 675 | Lucht-Water
KA21647 | Samsung | AE040RXEDEG/AE090RNYDEG | 4 | €2.125 | €900 | R032 | 675 | Lucht-Water
KA16951 | Samsung | AE080RXYDEG/AE260RNWMEG | 7 | €2.800 | €1.575 | R032 | 675 | Lucht-Water
KA16950 | Samsung | AE080RXYDEG/AE200RNWMEG | 7 | €2.800 | €1.575 | R032 | 675 | Lucht-Water
KA16949 | Samsung | AE060RXEDEG/AE260RNWSEG | 5 | €2.150 | €1.125 | R032 | 675 | Lucht-Water
KA16948 | Samsung | AE060RXEDEG/AE200RNWSEG | 5 | €2.150 | €1.125 | R032 | 675 | Lucht-Water
KA16947 | Samsung | AE050RXYDEG/AE200RNWMEG | 4 | €1.925 | €900 | R032 | 675 | Lucht-Water
KA16946 | Samsung | AE040RXEDEG/AE260RNWSEG | 4 | €1.925 | €900 | R032 | 675 | Lucht-Water
KA16945 | Samsung | AE040RXEDEG/AE200RNWSEG | 4 | €1.925 | €900 | R032 | 675 | Lucht-Water
KA20980 | Samsung | AE160MXTPGH/AE260TNWTEH | 11 | €3.700 | €2.475 | R410A | 2088 | Lucht-Water
KA20978 | Samsung | AE120MXTPGH/AE260TNWTEH | 10 | €3.475 | €2.250 | R410A | 2088 | Lucht-Water
KA26972 | Samsung | AE160CXY**K + MIM controlkit | 14 | €4.375 | €3.150 | R290 (Propaan) | 3 | Lucht-Water
KA26971 | Samsung | AE160CXYDGK_AE260* | 14 | €4.375 | €3.150 | R290 (Propaan) | 3 | Lucht-Water
KA26969 | Samsung | AE160CXYDEK_AE260* | 14 | €4.375 | €3.150 | R290 (Propaan) | 3 | Lucht-Water
KA26968 | Samsung | AE160CXYDEK_AE200* | 14 | €4.375 | €3.150 | R290 (Propaan) | 3 | Lucht-Water
KA26967 | Samsung | AE120CXY**K + MIM controlkit | 11 | €3.700 | €2.475 | R290 (Propaan) | 3 | Lucht-Water
KA26966 | Samsung | AE120CXYDGK_AE260* | 11 | €3.700 | €2.475 | R290 (Propaan) | 3 | Lucht-Water
KA26964 | Samsung | AE120CXYDEK_AE260* | 11 | €3.700 | €2.475 | R290 (Propaan) | 3 | Lucht-Water
KA26963 | Samsung | AE120CXYDEK_AE200* | 11 | €3.700 | €2.475 | R290 (Propaan) | 3 | Lucht-Water
KA26961 | Samsung | AE080CXYDGK_AE260* | 7 | €2.800 | €1.575 | R290 (Propaan) | 3 | Lucht-Water
KA26960 | Samsung | AE080CXY**K + MIM controlkit | 7 | €2.800 | €1.575 | R290 (Propaan) | 3 | Lucht-Water
KA26959 | Samsung | AE080CXYDEK_AE260* | 7 | €2.800 | €1.575 | R290 (Propaan) | 3 | Lucht-Water
KA26958 | Samsung | AE080CXYDEK_AE200* | 7 | €2.800 | €1.575 | R290 (Propaan) | 3 | Lucht-Water
KA26957 | Samsung | AE050CXY**K + MIM controlkit | 5 | €2.350 | €1.125 | R290 (Propaan) | 3 | Lucht-Water
KA26956 | Samsung | AE050CXYDEK_AE200* | 5 | €2.350 | €1.125 | R290 (Propaan) | 3 | Lucht-Water
KA30772 | Samsung | AE160DXED*G / AE200DN*SPG | 12 | €3.925 | €2.700 | R032 | 675 | Lucht-Water
KA30771 | Samsung | AE160DXED*G / AE160DN*SPG | 12 | €3.925 | €2.700 | R032 | 675 | Lucht-Water
KA30770 | Samsung | AE125DXED*G / AE200DN*SPG | 11 | €3.700 | €2.475 | R032 | 675 | Lucht-Water
KA30769 | Samsung | AE125DXED*G / AE160DN*SPG | 11 | €3.700 | €2.475 | R032 | 675 | Lucht-Water
KA23534 | Samsung | AE080BXYDEG_AE260RNWMEG | 8 | €3.025 | €1.800 | R032 | 675 | Lucht-Water
KA23536 | Samsung | AE080BXY**G + MIM controlkit | 8 | €3.025 | €1.800 | R032 | 675 | Lucht-Water
KA29694 | Samsung | AE160CXY**K_AE160DN* | 14 | €4.375 | €3.150 | R290 (Propaan) | 3 | Lucht-Water
KA29693 | Samsung | AE120CXY**K_AE160DN* | 11 | €3.700 | €2.475 | R290 (Propaan) | 3 | Lucht-Water
KA29692 | Samsung | AE080CXY**K_AE160DN* | 7 | €2.800 | €1.575 | R290 (Propaan) | 3 | Lucht-Water
KA29691 | Samsung | AE050CXY**K_AE160DN* | 5 | €2.350 | €1.125 | R290 (Propaan) | 3 | Lucht-Water
KA23553 | Samsung | AE140BXY**G + MIM controlkit | 12 | €3.925 | €2.700 | R032 | 675 | Lucht-Water
KA23551 | Samsung | AE140BXYDGG_AE260RNWMGG | 12 | €3.925 | €2.700 | R032 | 675 | Lucht-Water
KA23548 | Samsung | AE140BXYDEG_AE260RNWMEG | 12 | €3.925 | €2.700 | R032 | 675 | Lucht-Water
KA23546 | Samsung | AE120BXY**G + MIM controlkit | 11 | €3.700 | €2.475 | R032 | 675 | Lucht-Water
KA23544 | Samsung | AE120BXYDGG_AE260RNWMGG | 11 | €3.700 | €2.475 | R032 | 675 | Lucht-Water
KA23541 | Samsung | AE120BXYDEG_AE260RNWMEG | 11 | €3.700 | €2.475 | R032 | 675 | Lucht-Water
KA23540 | Samsung | AE120BXYDEG_AE200RNWMEG | 11 | €3.700 | €2.475 | R032 | 675 | Lucht-Water
KA23537 | Samsung | AE080BXYDGG_AE260RNWMGG | 8 | €3.025 | €1.800 | R032 | 675 | Lucht-Water
KA22829 | Samsung | AE080BXYDEG_AE200RNWMEG | 8 | €3.025 | €1.800 | R032 | 675 | Lucht-Water
KA29318 | Shenling | HPM-V150W/R3 | 13 | €4.150 | €2.925 | R290 (Propaan) | 3 | Lucht-Water
KA29330 | Shenling | HPS-V140W/R2+HM-160/DR2 | 13 | €3.950 | €2.925 | R032 | 675 | Lucht-Water
KA29326 | Shenling | HPM-V90W/R3 | 8 | €3.025 | €1.800 | R290 (Propaan) | 3 | Lucht-Water
KA29336 | Shenling | HPS-V80W/R2+HM-100/DR2 | 7 | €2.800 | €1.575 | R032 | 675 | Lucht-Water
KA29335 | Shenling | HPS-V60W/R2+HM-60/DR2 | 5 | €2.350 | €1.125 | R032 | 675 | Lucht-Water
KA29333 | Shenling | HPS-V160W/SR2+HM-160/DSR2 | 13 | €4.150 | €2.925 | R032 | 675 | Lucht-Water
KA29332 | Shenling | HPS-V160W/R2+HM-160/DR2 | 13 | €4.150 | €2.925 | R032 | 675 | Lucht-Water
KA29331 | Shenling | HPS-V140W/SR2+HM-160/DSR2 | 13 | €3.950 | €2.925 | R032 | 675 | Lucht-Water
KA29329 | Shenling | HPS-V120W/SR2+HM-160/DSR2 | 11 | €3.700 | €2.475 | R032 | 675 | Lucht-Water
KA29328 | Shenling | HPS-V120W/R2+HM-160/DR2 | 11 | €3.700 | €2.475 | R032 | 675 | Lucht-Water
KA29327 | Shenling | HPS-V100W/R2+HM-100/DR2 | 8 | €3.025 | €1.800 | R032 | 675 | Lucht-Water
KA29325 | Shenling | HPM-V80W/R2 | 7 | €2.800 | €1.575 | R032 | 675 | Lucht-Water
KA29324 | Shenling | HPM-V60W/R3 | 6 | €2.575 | €1.350 | R290 (Propaan) | 3 | Lucht-Water
KA29323 | Shenling | HPM-V60W/R2 | 5 | €2.350 | €1.125 | R032 | 675 | Lucht-Water
KA29322 | Shenling | HPM-V40W/R2 | 4 | €2.125 | €900 | R032 | 675 | Lucht-Water
KA29321 | Shenling | HPM-V160W/SR2 | 13 | €4.150 | €2.925 | R032 | 675 | Lucht-Water
KA29320 | Shenling | HPM-V160W/R2 | 14 | €4.375 | €3.150 | R032 | 675 | Lucht-Water
KA29319 | Shenling | HPM-V150W/SR3 | 12 | €3.925 | €2.700 | R290 (Propaan) | 3 | Lucht-Water
KA29317 | Shenling | HPM-V140W/SR2 | 13 | €3.950 | €2.925 | R032 | 675 | Lucht-Water
KA29316 | Shenling | HPM-V140W/R2 | 13 | €4.150 | €2.925 | R032 | 675 | Lucht-Water
KA29315 | Shenling | HPM-V120W/SR3 | 11 | €3.700 | €2.475 | R290 (Propaan) | 3 | Lucht-Water
KA29314 | Shenling | HPM-V120W/SR2 | 11 | €3.700 | €2.475 | R032 | 675 | Lucht-Water
KA29313 | Shenling | HPM-V120W/R3 | 11 | €3.700 | €2.475 | R290 (Propaan) | 3 | Lucht-Water
KA29312 | Shenling | HPM-V120W/R2 | 11 | €3.700 | €2.475 | R032 | 675 | Lucht-Water
KA29311 | Shenling | HPM-V100W/R2 | 8 | €3.025 | €1.800 | R032 | 675 | Lucht-Water
KA29334 | Shenling | HPS-V40W/R2+HM-60/DR2 | 4 | €2.125 | €900 | R032 | 675 | Lucht-Water
KA22527 | SimpleHeatpump | GT09-TP | 8 | €3.025 | €1.800 | R290 (Propaan) | 3 | Lucht-Water
KA28239 | Sinclair | SMHM-80P/3 | 7 | €2.800 | €1.575 | R290 (Propaan) | 3 | Lucht-Water
KA28238 | Sinclair | SMHM-80B/3 | 7 | €2.800 | €1.575 | R032 | 675 | Lucht-Water
KA28237 | Sinclair | SMHM-60P/3 | 6 | €2.575 | €1.350 | R290 (Propaan) | 3 | Lucht-Water
KA28236 | Sinclair | SMHM-40P/3 | 4 | €2.125 | €900 | R290 (Propaan) | 3 | Lucht-Water
KA28235 | Sinclair | SMHM-40B/3 | 5 | €2.350 | €1.125 | R032 | 675 | Lucht-Water
KA28234 | Sinclair | SMHM-350P-3 | 31 | €8.000 | €6.975 | R290 (Propaan) | 3 | Lucht-Water
KA28233 | Sinclair | SMHM-300P-3 | 27 | €7.100 | €6.075 | R290 (Propaan) | 3 | Lucht-Water
KA28232 | Sinclair | SMHM-300B-3 | 24 | €6.425 | €5.400 | R032 | 675 | Lucht-Water
KA28231 | Sinclair | SMHM-260B-3 | 22 | €6.175 | €4.950 | R032 | 675 | Lucht-Water
KA28230 | Sinclair | SMHM-220B-3 | 20 | €5.725 | €4.500 | R032 | 675 | Lucht-Water
KA28229 | Sinclair | SMHM-180B-3 | 16 | €4.825 | €3.600 | R032 | 675 | Lucht-Water
KA28228 | Sinclair | SMHM-160P/3 | 13 | €4.150 | €2.925 | R290 (Propaan) | 3 | Lucht-Water
KA28227 | Sinclair | SMHM-160P-3/9 | 13 | €4.150 | €2.925 | R290 (Propaan) | 3 | Lucht-Water
KA28226 | Sinclair | SMHM-140P/3 | 12 | €3.925 | €2.700 | R290 (Propaan) | 3 | Lucht-Water
KA28225 | Sinclair | SMHM-140P-3/9 | 12 | €3.925 | €2.700 | R290 (Propaan) | 3 | Lucht-Water
KA28224 | Sinclair | SMHM-140B/3 | 12 | €3.925 | €2.700 | R032 | 675 | Lucht-Water
KA28223 | Sinclair | SMHM-140B-3/9 | 12 | €3.925 | €2.700 | R032 | 675 | Lucht-Water
KA28222 | Sinclair | SMHM-120P/3 | 11 | €3.700 | €2.475 | R290 (Propaan) | 3 | Lucht-Water
KA28221 | Sinclair | SMHM-120P-3/9 | 11 | €3.700 | €2.475 | R290 (Propaan) | 3 | Lucht-Water
KA28220 | Sinclair | SMHM-120B/3 | 11 | €3.700 | €2.475 | R032 | 675 | Lucht-Water
KA28219 | Sinclair | SMHM-120B-3 /9 | 11 | €3.700 | €2.475 | R032 | 675 | Lucht-Water
KA28218 | Sinclair | SMHM-100P/3 | 8 | €3.025 | €1.800 | R290 (Propaan) | 3 | Lucht-Water
KA24365 | Sinclair | MSH-60EB+MSH-60IB* | 6 | €2.575 | €1.350 | R032 | 675 | Lucht-Water
KA24366 | Sinclair | SMHM-100B | 8 | €3.025 | €1.800 | R032 | 675 | Lucht-Water
KA24368 | Sinclair | SMHM-60B | 6 | €2.575 | €1.350 | R032 | 675 | Lucht-Water
KA24367 | Sinclair | SMHM-160B-3 | 13 | €4.150 | €2.925 | R032 | 675 | Lucht-Water
KA24362 | Sinclair | MSH-140EB-3+MSH-160IB** | 12 | €3.925 | €2.700 | R032 | 675 | Lucht-Water
KA24361 | Sinclair | MSH-100EB+MSH-190TB** | 8 | €3.025 | €1.800 | R032 | 675 | Lucht-Water
KA24360 | Sinclair | MSH-100EB+MSH-100IB** | 8 | €3.025 | €1.800 | R032 | 675 | Lucht-Water
KA25039 | SolarEast | BLN-012TC1 | 9 | €3.250 | €2.025 | R290 (Propaan) | 3 | Lucht-Water
KA31027 | SolarEast | NXT-006TC1 | 7 | €2.800 | €1.575 | R290 (Propaan) | 3 | Lucht-Water
KA25040 | SolarEast | BLN-012TC3 | 9 | €3.250 | €2.025 | R290 (Propaan) | 3 | Lucht-Water
KA25038 | SolarEast | BLN-008TC3 | 7 | €2.800 | €1.575 | R290 (Propaan) | 3 | Lucht-Water
KA25037 | SolarEast | BLN-008TC1 | 7 | €2.800 | €1.575 | R290 (Propaan) | 3 | Lucht-Water
KA25036 | SolarEast | BLN-006TC1 | 5 | €2.350 | €1.125 | R290 (Propaan) | 3 | Lucht-Water
KA25042 | SolarEast | BLN-018TC3 | 15 | €4.400 | €3.375 | R290 (Propaan) | 3 | Lucht-Water
KA24137 | SolarEast | BLN-010TB3 | 7 | €2.800 | €1.575 | R032 | 675 | Lucht-Water
KA22531 | SolarEast | BLN-010TB1 | 7 | €2.800 | €1.575 | R032 | 675 | Lucht-Water
KA22530 | SolarEast | BLN-006TB1 | 5 | €2.350 | €1.125 | R032 | 675 | Lucht-Water
KA11556 | Solarfocus | Vampair K10 | 8 | €3.025 | €1.800 | R410A | 2088 | Lucht-Water
KA22153 | Solvis | Mia 14 | 16 | €4.625 | €3.600 | R290 (Propaan) | 3 | Lucht-Water
KA22152 | Solvis | Mia 10 | 11 | €3.500 | €2.475 | R290 (Propaan) | 3 | Lucht-Water
KA28214 | Solvis | Pia 12 | 11 | €3.700 | €2.475 | R290 (Propaan) | 3 | Lucht-Water
KA31236 | Solvis | Lea 10 Pro | 10 | €3.475 | €2.250 | R290 (Propaan) | 3 | Lucht-Water
KA31237 | Solvis | Lea 7 Pro | 7 | €2.800 | €1.575 | R290 (Propaan) | 3 | Lucht-Water
KA31037 | Solvis | Pia 17 | 16 | €4.825 | €3.600 | R290 (Propaan) | 3 | Lucht-Water
KA23435 | Solvis | Lea 8.3P R454C | 7 | €2.800 | €1.575 | R454C | 146 | Lucht-Water
KA31036 | Solvis | Pia 13 | 11 | €3.700 | €2.475 | R290 (Propaan) | 3 | Lucht-Water
KA09917 | Stiebel-Eltron | WPL 17 ICS Classic (236376) | 8 | €2.825 | €1.800 | R410A | 2088 | Lucht-Water
KA31157 | Stiebel-Eltron | WPL-A 10 HK 400 Premium | 10 | €3.275 | €2.250 | R452B | 675 | Lucht-Water
KA01563 | Stiebel-Eltron | WPL 47 (228836) | 23 | €6.200 | €5.175 | R407C | 1774 | Lucht-Water
KA30312 | Stiebel-Eltron | WPL-A 13.2 Trend HK 400 | 13 | €4.150 | €2.925 | R290 (Propaan) | 3 | Lucht-Water
KA30311 | Stiebel-Eltron | WPL-A 13.2 Plus HK 400 | 13 | €4.150 | €2.925 | R290 (Propaan) | 3 | Lucht-Water
KA30310 | Stiebel-Eltron | WPL-A 10.2 Trend HK 230 | 9 | €3.250 | €2.025 | R290 (Propaan) | 3 | Lucht-Water
KA30309 | Stiebel-Eltron | WPL-A 10.2 Plus HK 400 | 10 | €3.475 | €2.250 | R290 (Propaan) | 3 | Lucht-Water
KA30308 | Stiebel-Eltron | WPL-A 07.2 Plus HK 230 | 7 | €2.800 | €1.575 | R290 (Propaan) | 3 | Lucht-Water
KA01554 | Stiebel-Eltron | WPL 25 IK-2 (231887) | 12 | €3.725 | €2.700 | R410A | 2088 | Lucht-Water
KA19405 | Stiebel-Eltron | WPL-A 05 HK 230 Premium (202669) | 5 | €2.350 | €1.125 | R454C | 146 | Lucht-Water
KA07231 | Stiebel-Eltron | WPL 25 A (236644) | 13 | €3.950 | €2.925 | R410A | 2088 | Lucht-Water
KA07230 | Stiebel-Eltron | WPL 20 AC (236641) | 10 | €3.275 | €2.250 | R410A | 2088 | Lucht-Water
KA01552 | Stiebel-Eltron | WPL 25 AC (236645) | 13 | €3.950 | €2.925 | R410A | 2088 | Lucht-Water
KA29827 | Stiebel-Eltron | WPL-A 13 HK 400 Premium | 13 | €3.950 | €2.925 | R452B | 675 | Lucht-Water
KA19406 | Stiebel-Eltron | WPL-A 07 HK 230 Premium (200123) | 7 | €2.800 | €1.575 | R454C | 146 | Lucht-Water
KA09916 | Stiebel-Eltron | WPL 09 ICS Classic (236375) | 4 | €2.125 | €900 | R410A | 2088 | Lucht-Water
KA13072 | Stiebel-Eltron | WPL 17 ACS Classic (235922) | 8 | €3.025 | €1.800 | R410A | 2088 | Lucht-Water
KA13063 | Stiebel-Eltron | WPL 13 ACS Classic (239044) | 6 | €2.575 | €1.350 | R410A | 2088 | Lucht-Water
KA13062 | Stiebel-Eltron | WPL 09 ACS Classic (235921) | 4 | €1.925 | €900 | R410A | 2088 | Lucht-Water
KA13061 | Stiebel-Eltron | WPL 07 ACS Classic (235920) | 3 | €1.700 | €675 | R410A | 2088 | Lucht-Water
KA29850 | Sunex | WEBER Monoblok HT 12kW EVI | 8 | €2.825 | €1.800 | R032 | 675 | Lucht-Water
KA29849 | Sunex | NEXUS Split S17 EVI | 11 | €3.700 | €2.475 | R410A | 2088 | Lucht-Water
KA29848 | Sunex | NEXUS Split S10 EVI | 7 | €2.800 | €1.575 | R410A | 2088 | Lucht-Water
KA29844 | Sunex | NEXUS M EVI 8 | 6 | €2.575 | €1.350 | R032 | 675 | Lucht-Water
KA29842 | Sunex | NEXUS M EVI 18 | 15 | €4.600 | €3.375 | R032 | 675 | Lucht-Water
KA29841 | Sunex | NEXUS M EVI 13 | 9 | €3.250 | €2.025 | R032 | 675 | Lucht-Water
KA29843 | Sunex | NEXUS M EVI 35 | 23 | €6.400 | €5.175 | R032 | 675 | Lucht-Water
KA29845 | Sunex | NEXUS M14 Pro | 9 | €3.250 | €2.025 | R290 (Propaan) | 3 | Lucht-Water
KA29846 | Sunex | NEXUS M17 Pro | 12 | €3.925 | €2.700 | R290 (Propaan) | 3 | Lucht-Water
KA29847 | Sunex | NEXUS M9 Pro | 6 | €2.375 | €1.350 | R290 (Propaan) | 3 | Lucht-Water
KA29016 | Sunrain | SMHP-008C3 | 7 | €2.800 | €1.575 | R290 (Propaan) | 3 | Lucht-Water
KA29015 | Sunrain | SMHP-006C1 | 5 | €2.350 | €1.125 | R290 (Propaan) | 3 | Lucht-Water
KA30910 | TC Swiss | Elite HMS16T +All In One T2 | 14 | €4.375 | €3.150 | R290 (Propaan) | 3 | Lucht-Water
KA30911 | TC Swiss | Elite HMS16T +Elite IUT2 | 14 | €4.375 | €3.150 | R290 (Propaan) | 3 | Lucht-Water
KA30909 | TC Swiss | Elite HMS14T +Elite IUT2 | 12 | €3.925 | €2.700 | R290 (Propaan) | 3 | Lucht-Water
KA30908 | TC Swiss | Elite HMS14T +All In One T2 | 12 | €3.925 | €2.700 | R290 (Propaan) | 3 | Lucht-Water
KA30907 | TC Swiss | Elite HMS12T +Elite IUT1 | 11 | €3.700 | €2.475 | R290 (Propaan) | 3 | Lucht-Water
KA30905 | TC Swiss | Elite HMS12 +Elite IU | 11 | €3.700 | €2.475 | R290 (Propaan) | 3 | Lucht-Water
KA30904 | TC Swiss | Elite HMS12 +All In One T1 | 11 | €3.700 | €2.475 | R290 (Propaan) | 3 | Lucht-Water
KA30903 | TC Swiss | Elite HMS10T +Elite IUT1 | 9 | €3.250 | €2.025 | R290 (Propaan) | 3 | Lucht-Water
KA30901 | TC Swiss | Elite HMS10 +Elite IU | 9 | €3.250 | €2.025 | R290 (Propaan) | 3 | Lucht-Water
KA30900 | TC Swiss | Elite HMS10 +All In One T1 | 9 | €3.250 | €2.025 | R290 (Propaan) | 3 | Lucht-Water
KA30899 | TC Swiss | Elite HMS08 +Elite IU | 7 | €2.800 | €1.575 | R290 (Propaan) | 3 | Lucht-Water
KA30897 | TC Swiss | Elite HMS06 +Elite IU | 5 | €2.350 | €1.125 | R290 (Propaan) | 3 | Lucht-Water
KA30896 | TC Swiss | Elite HMS06 +All In One T1 | 5 | €2.350 | €1.125 | R290 (Propaan) | 3 | Lucht-Water
KA25027 | TC Swiss | GT8 | 8 | €3.025 | €1.800 | R290 (Propaan) | 3 | Lucht-Water
KA25026 | TC Swiss | GT14 | 11 | €3.700 | €2.475 | R290 (Propaan) | 3 | Lucht-Water
KA30906 | TC Swiss | Elite HMS12T +All In One T2 | 11 | €3.700 | €2.475 | R290 (Propaan) | 3 | Lucht-Water
KA29301 | TC Swiss | Ecoline FPFZ016 | 14 | €4.375 | €3.150 | R290 (Propaan) | 3 | Lucht-Water
KA29300 | TC Swiss | Ecoline FPFZ014 | 13 | €4.150 | €2.925 | R290 (Propaan) | 3 | Lucht-Water
KA29299 | TC Swiss | Ecoline FPFZ012 | 12 | €3.925 | €2.700 | R290 (Propaan) | 3 | Lucht-Water
KA29298 | TC Swiss | Ecoline FPFZ010 | 10 | €3.475 | €2.250 | R290 (Propaan) | 3 | Lucht-Water
KA29297 | TC Swiss | Ecoline FPFZ008 | 8 | €3.025 | €1.800 | R290 (Propaan) | 3 | Lucht-Water
KA30898 | TC Swiss | Elite HMS08 +All In One T1 | 7 | €2.800 | €1.575 | R290 (Propaan) | 3 | Lucht-Water
KA30902 | TC Swiss | Elite HMS10T +All In One T2 | 9 | €3.250 | €2.025 | R290 (Propaan) | 3 | Lucht-Water
KA27404 | TCL | THML-6D/HBp-A | 6 | €2.575 | €1.350 | R032 | 675 | Lucht-Water
KA27403 | TCL | THML-4D/HBp-A | 5 | €2.350 | €1.125 | R032 | 675 | Lucht-Water
KA31024 | TCL | THMLd-4D/3FBp-A | 5 | €2.350 | €1.125 | R290 (Propaan) | 3 | Lucht-Water
KA27025 | TCL | THML-8D/HBp-A | 7 | €2.800 | €1.575 | R032 | 675 | Lucht-Water
KA27024 | TCL | THML-16S/HBp-A | 13 | €4.150 | €2.925 | R032 | 675 | Lucht-Water
KA27023 | TCL | THML-16D/HBp-A | 13 | €4.150 | €2.925 | R032 | 675 | Lucht-Water
KA27022 | TCL | THML-14S/HBp-A | 12 | €3.925 | €2.700 | R032 | 675 | Lucht-Water
KA27021 | TCL | THML-14D/HBp-A | 12 | €3.925 | €2.700 | R032 | 675 | Lucht-Water
KA27020 | TCL | THML-12S/HBp-A | 11 | €3.700 | €2.475 | R032 | 675 | Lucht-Water
KA27019 | TCL | THML-12D/HBp-A | 11 | €3.700 | €2.475 | R032 | 675 | Lucht-Water
KA27018 | TCL | THML-10D/HBp-A | 8 | €3.025 | €1.800 | R032 | 675 | Lucht-Water
KA27017 | TCL | SMKL-6D/HBp-B / THF-6D/HBpO-A | 6 | €2.575 | €1.350 | R032 | 675 | Lucht-Water
KA27016 | TCL | SMKL-6D/HBp-B / THF-4D/HBpO-A | 5 | €2.350 | €1.125 | R032 | 675 | Lucht-Water
KA27014 | TCL | SMKL-16D/HBp-A / THF-16D/HBpO-A | 13 | €4.150 | €2.925 | R032 | 675 | Lucht-Water
KA27012 | TCL | SMKL-16D/HBp-A / THF-14D/HBpO-A | 12 | €3.925 | €2.700 | R032 | 675 | Lucht-Water
KA27011 | TCL | SMKL-16D/HBp-A / THF-12S/HBpO-A | 11 | €3.700 | €2.475 | R032 | 675 | Lucht-Water
KA27010 | TCL | SMKL-16D/HBp-A / THF-12D/HBpO-A | 11 | €3.700 | €2.475 | R032 | 675 | Lucht-Water
KA27009 | TCL | SMKL-10D/HBp-B / THF-8D/HBpO-B | 7 | €2.800 | €1.575 | R032 | 675 | Lucht-Water
KA27008 | TCL | SMKL-10D/HBp-B / THF-10D/HBpO-B | 8 | €3.025 | €1.800 | R032 | 675 | Lucht-Water
KA31026 | TCL | THMLd-8D/3FBP-A | 7 | €2.800 | €1.575 | R290 (Propaan) | 3 | Lucht-Water
KA31025 | TCL | THMLd-6D/3FBp-A | 6 | €2.575 | €1.350 | R290 (Propaan) | 3 | Lucht-Water
KA31023 | TCL | THMLd-16S/9FBp-A | 14 | €4.375 | €3.150 | R290 (Propaan) | 3 | Lucht-Water
KA31022 | TCL | THMLd-16D/3FBP-A | 14 | €4.375 | €3.150 | R290 (Propaan) | 3 | Lucht-Water
KA31021 | TCL | THMLd-14S/9FBp-A | 13 | €4.150 | €2.925 | R290 (Propaan) | 3 | Lucht-Water
KA31019 | TCL | THMLd-12S/9FBp-A | 11 | €3.700 | €2.475 | R290 (Propaan) | 3 | Lucht-Water
KA31018 | TCL | THMLd-12D/3FBp-A | 11 | €3.700 | €2.475 | R290 (Propaan) | 3 | Lucht-Water
KA31017 | TCL | THMLd-10D/3FBp-A | 8 | €3.025 | €1.800 | R290 (Propaan) | 3 | Lucht-Water
KA31020 | TCL | THMLd-14D/3FBp-A | 13 | €4.150 | €2.925 | R290 (Propaan) | 3 | Lucht-Water
KA28113 | TEC | HS12 | 8 | €2.825 | €1.800 | R290 (Propaan) | 3 | Lucht-Water
KA21116 | TEC | AS20 Monoblock (R410A) | 17 | €4.850 | €3.825 | R410A | 2088 | Lucht-Water
KA26464 | TEC | HS15 | 11 | €3.700 | €2.475 | R290 (Propaan) | 3 | Lucht-Water
KA26463 | TEC | HS08 | 6 | €2.575 | €1.350 | R290 (Propaan) | 3 | Lucht-Water
KA26462 | TEC | HS06 | 4 | €2.125 | €900 | R290 (Propaan) | 3 | Lucht-Water
KA30956 | TEC | HS22 | 15 | €4.400 | €3.375 | R290 (Propaan) | 3 | Lucht-Water
KA26274 | TEC | RS04 (R32) | 3 | €1.700 | €675 | R032 | 675 | Lucht-Water
KA19569 | TEC | RS11V/LF | 8 | €2.825 | €1.800 | R032 | 675 | Lucht-Water
KA19568 | TEC | RS07V/LF | 4 | €1.925 | €900 | R032 | 675 | Lucht-Water
KA24979 | TEC | QRS7 Split | 4 | €1.925 | €900 | R032 | 675 | Lucht-Water
KA24978 | TEC | QRS11 Split | 8 | €2.825 | €1.800 | R032 | 675 | Lucht-Water
KA24977 | TEC | HS10 Monoblock | 6 | €2.575 | €1.350 | R290 (Propaan) | 3 | Lucht-Water
KA29674 | Templari | Kita LR-PLUS-45 | 25 | €6.850 | €5.625 | R032 | 675 | Lucht-Water
KA29673 | Templari | Kita LR-35 | 27 | €7.300 | €6.075 | R032 | 675 | Lucht-Water
KA29672 | Templari | Kita LP-40 | 28 | €7.525 | €6.300 | R290 (Propaan) | 3 | Lucht-Water
KA29671 | Templari | Kita LP-35 | 25 | €6.850 | €5.625 | R290 (Propaan) | 3 | Lucht-Water
KA29670 | Templari | Kita LP-32 | 23 | €6.400 | €5.175 | R290 (Propaan) | 3 | Lucht-Water
KA29669 | Templari | Kita LP-28 | 20 | €5.725 | €4.500 | R290 (Propaan) | 3 | Lucht-Water
KA29668 | Templari | Kita LP-26 | 19 | €5.500 | €4.275 | R290 (Propaan) | 3 | Lucht-Water
KA29667 | Templari | Kita LP-22 | 15 | €4.600 | €3.375 | R290 (Propaan) | 3 | Lucht-Water
KA28669 | Templari | Kita XS 9 | 6 | €2.575 | €1.350 | R290 (Propaan) | 3 | Lucht-Water
KA28668 | Templari | Kita XS 7.5 | 5 | €2.350 | €1.125 | R290 (Propaan) | 3 | Lucht-Water
KA28667 | Templari | Kita SP 8 | 6 | €2.575 | €1.350 | R290 (Propaan) | 3 | Lucht-Water
KA28666 | Templari | Kita SP 12 | 11 | €3.700 | €2.475 | R290 (Propaan) | 3 | Lucht-Water
KA28665 | Templari | Kita SP 10 | 7 | €2.800 | €1.575 | R290 (Propaan) | 3 | Lucht-Water
KA28664 | Templari | Kita MP 20 | 16 | €4.825 | €3.600 | R290 (Propaan) | 3 | Lucht-Water
KA28663 | Templari | Kita MP 18 | 13 | €4.150 | €2.925 | R290 (Propaan) | 3 | Lucht-Water
KA28662 | Templari | Kita MP 16 | 11 | €3.700 | €2.475 | R290 (Propaan) | 3 | Lucht-Water
KA28661 | Templari | Kita MP 14 | 10 | €3.475 | €2.250 | R290 (Propaan) | 3 | Lucht-Water
KA28990 | Thercon | THERMA TCDXL11X / TOC11RIX (024342 / WOYA100KLT) | 8 | €3.025 | €1.800 | R032 | 675 | Lucht-Water
KA28989 | Thercon | THERMA TCDXL08X / TOC08RIX (024341 / WOYA080KLT) | 6 | €2.575 | €1.350 | R032 | 675 | Lucht-Water
KA28988 | Thercon | THERMA TCDXL06X / TOC05RIX (024341 / WOYA060KLT) | 5 | €2.350 | €1.125 | R032 | 675 | Lucht-Water
KA28987 | Thercon | THERMA TCDXL05X / TOC05RIX (024340 / WOYA060KLT) | 5 | €2.350 | €1.125 | R032 | 675 | Lucht-Water
KA28986 | Thercon | THERMA TCDM06X / TOC05RIX (024169+904557 / WOYA060KLT) | 5 | €2.350 | €1.125 | R032 | 675 | Lucht-Water
KA28985 | Thercon | THERMA TCDM05X / TOC05RIX (024168+904557 / WOYA060KLT) | 5 | €2.350 | €1.125 | R032 | 675 | Lucht-Water
KA28984 | Thercon | THERMA TCDM03X / TOC05RIX (024167+904557 / WOYA060KLT) | 4 | €2.125 | €900 | R032 | 675 | Lucht-Water
KA28983 | Thercon | THERMA TCD11X / TOC11RIX (024337 / WOYA100KLT) | 8 | €3.025 | €1.800 | R032 | 675 | Lucht-Water
KA28982 | Thercon | THERMA TCD08X / TOC08RIX (024336 / WOYA080KLT) | 6 | €2.575 | €1.350 | R032 | 675 | Lucht-Water
KA28981 | Thercon | THERMA TCD06X / TOC05RIX (024336 / WOYA060KLT) | 5 | €2.350 | €1.125 | R032 | 675 | Lucht-Water
KA28980 | Thercon | THERMA TCD05X / TOC05RIX (024335 / WOYA060KLT) | 5 | €2.350 | €1.125 | R032 | 675 | Lucht-Water
KA28979 | Thercon | THERMA TCD03X / TOC05RIX (024334 / WOYA060KLT) | 4 | €2.125 | €900 | R032 | 675 | Lucht-Water
KA28978 | Thercon | THERMA TCC11X-S / TOC11RIX (024339 / WOYA100KLT) | 8 | €3.025 | €1.800 | R032 | 675 | Lucht-Water
KA28977 | Thercon | THERMA TCC08X-S / TOC08RIX (024338 / WOYA080KLT) | 6 | €2.575 | €1.350 | R032 | 675 | Lucht-Water
KA28976 | Thercon | THERMA TCC06X-S / TOC05RIX (024338 / WOYA060KLT) | 5 | €2.350 | €1.125 | R032 | 675 | Lucht-Water
KA21586 | Thermastage | Thermastage Compact Duo 08 R32 | 6 | €2.575 | €1.350 | R032 | 675 | Lucht-Water
KA21580 | Thermastage | Thermastage Compact Combi 06 R32 | 5 | €2.350 | €1.125 | R032 | 675 | Lucht-Water
KA24912 | Thermastage | Thermastge Compact Duo XL 05 R32 | 5 | €2.350 | €1.125 | R032 | 675 | Lucht-Water
KA27874 | Thermia | iTec XT 16 400V | 12 | €3.925 | €2.700 | R032 | 675 | Lucht-Water
KA27873 | Thermia | iTec XT 16 230V SP | 12 | €3.925 | €2.700 | R032 | 675 | Lucht-Water
KA27872 | Thermia | iTec XT 14 400V | 11 | €3.700 | €2.475 | R032 | 675 | Lucht-Water
KA27871 | Thermia | iTec XT 14 230V SP | 11 | €3.700 | €2.475 | R032 | 675 | Lucht-Water
KA27870 | Thermia | iTec XT 10 400V | 8 | €3.025 | €1.800 | R032 | 675 | Lucht-Water
KA27869 | Thermia | iTec XT 10 230V SP | 8 | €3.025 | €1.800 | R032 | 675 | Lucht-Water
KA21187 | Thermia | Athena 18HC | 13 | €3.950 | €2.925 | R410A | 2088 | Lucht-Water
KA21185 | Thermia | Athena 14HC | 10 | €3.275 | €2.250 | R410A | 2088 | Lucht-Water
KA30045 | Thermia | iTec XTR-XL 400V | 14 | €4.375 | €3.150 | R290 (Propaan) | 3 | Lucht-Water
KA30044 | Thermia | iTec XTR-S 230V | 5 | €2.350 | €1.125 | R290 (Propaan) | 3 | Lucht-Water
KA30043 | Thermia | iTec XTR-M 400V | 7 | €2.800 | €1.575 | R290 (Propaan) | 3 | Lucht-Water
KA30042 | Thermia | iTec XTR-M 230V | 7 | €2.800 | €1.575 | R290 (Propaan) | 3 | Lucht-Water
KA30041 | Thermia | iTec XTR-L 400V | 11 | €3.700 | €2.475 | R290 (Propaan) | 3 | Lucht-Water
KA30040 | Thermia | iTec XTR-L 230V | 11 | €3.700 | €2.475 | R290 (Propaan) | 3 | Lucht-Water
KA17986 | Thermia | iTec 8 Eco | 7 | €2.800 | €1.575 | R032 | 675 | Lucht-Water
KA17835 | Thermia | iTec 5 Eco SP | 5 | €2.350 | €1.125 | R032 | 675 | Lucht-Water
KA20612 | Thermics Energie | Luna 8 | 6 | €2.375 | €1.350 | R410A | 2088 | Lucht-Water
KA22183 | Thermoflux | MONOBLOK TF13DC 220V | 8 | €3.025 | €1.800 | R410A | 2088 | Lucht-Water
KA22182 | Thermoflux | MONOBLOK TF10DC 220V | 6 | €2.575 | €1.350 | R410A | 2088 | Lucht-Water
KA27038 | Thermoflux | TF22EVI R32 CT 400V | 12 | €3.725 | €2.700 | R032 | 675 | Lucht-Water
KA27037 | Thermoflux | TF20EVI R32 CT 400V | 11 | €3.700 | €2.475 | R032 | 675 | Lucht-Water
KA27036 | Thermoflux | TF16EVI R32 CT 400V | 9 | €3.250 | €2.025 | R032 | 675 | Lucht-Water
KA27035 | Thermoflux | TF12EVI R32 CT 220V | 7 | €2.600 | €1.575 | R032 | 675 | Lucht-Water
KA27034 | Thermoflux | TF10EVI R32 CT 220V | 7 | €2.800 | €1.575 | R032 | 675 | Lucht-Water
KA27033 | Thermoflux | TF06EVI R32 CT 220V | 3 | €1.900 | €675 | R032 | 675 | Lucht-Water
KA30447 | Thermoflux | MONOBLOCK TF15 R290 CT 220V | 9 | €3.250 | €2.025 | R290 (Propaan) | 3 | Lucht-Water
KA30448 | Thermoflux | MONOBLOCK TF15 R290 CT 400V | 9 | €3.250 | €2.025 | R290 (Propaan) | 3 | Lucht-Water
KA30450 | Thermoflux | MONOBLOCK TF18 R290 CT 400V | 11 | €3.700 | €2.475 | R290 (Propaan) | 3 | Lucht-Water
KA30449 | Thermoflux | MONOBLOCK TF18 R290 CT 220V | 11 | €3.700 | €2.475 | R290 (Propaan) | 3 | Lucht-Water
KA22965 | Thermoflux | MONOBLOK TF32DC 380V | 16 | €4.825 | €3.600 | R410A | 2088 | Lucht-Water
KA22962 | Thermoflux | MONOBLOK TF17DC 380V | 10 | €3.475 | €2.250 | R410A | 2088 | Lucht-Water
KA26317 | Thuis Stroom | TS-HP12-290T-PH01 | 8 | €3.025 | €1.800 | R290 (Propaan) | 3 | Lucht-Water
KA26316 | Thuis Stroom | TS-HP12-290M-PH01 | 8 | €3.025 | €1.800 | R290 (Propaan) | 3 | Lucht-Water
KA26315 | Thuis Stroom | T5-HP18-290T-PH01 | 11 | €3.700 | €2.475 | R290 (Propaan) | 3 | Lucht-Water
KA26172 | Thuis Stroom | TS-HP12-290T-VS01 | 9 | €3.250 | €2.025 | R290 (Propaan) | 3 | Lucht-Water
KA26171 | Thuis Stroom | TS-HP12-290M-VS01 | 9 | €3.250 | €2.025 | R290 (Propaan) | 3 | Lucht-Water
KA26170 | Thuis Stroom | TS-HP18-290T-VS01 | 15 | €4.400 | €3.375 | R290 (Propaan) | 3 | Lucht-Water
KA30464 | Toshiba | HWP-1601H8W-E + HWP-1601XWHT8W-E | 12 | €3.925 | €2.700 | R290 (Propaan) | 3 | Lucht-Water
KA19957 | Toshiba | HWT-801HW-E / HWT-1101XWHM*W-E | 7 | €2.800 | €1.575 | R032 | 675 | Lucht-Water
KA19954 | Toshiba | HWT-601HW-E / HWT-601F21S**W-E | 5 | €2.150 | €1.125 | R032 | 675 | Lucht-Water
KA19953 | Toshiba | HWT-401HW-E / HWT-601XWHM*W-E | 4 | €2.125 | €900 | R032 | 675 | Lucht-Water
KA19952 | Toshiba | HWT-401HW-E / HWT-601F21S**W-E | 4 | €1.925 | €900 | R032 | 675 | Lucht-Water
KA19951 | Toshiba | HWT-1101HW-E / HWT-1101XWH*W-E | 8 | €3.025 | €1.800 | R032 | 675 | Lucht-Water
KA19950 | Toshiba | HWT-1101HW-E / HWT-1101F21S**W-E | 7 | €2.600 | €1.575 | R032 | 675 | Lucht-Water
KA19956 | Toshiba | HWT-801HW-E / HWT-1101F21S**W-E | 7 | €2.600 | €1.575 | R032 | 675 | Lucht-Water
KA30471 | Toshiba | HWP-801HW-E + HWP-1601F19ST8W-E | 6 | €2.575 | €1.350 | R290 (Propaan) | 3 | Lucht-Water
KA30470 | Toshiba | HWP-601HW-E + HWP-1601XWHT8W-E | 5 | €2.350 | €1.125 | R290 (Propaan) | 3 | Lucht-Water
KA30469 | Toshiba | HWP-601HW-E + HWP-1601F19ST8W-E | 5 | €2.350 | €1.125 | R290 (Propaan) | 3 | Lucht-Water
KA30467 | Toshiba | HWP-401HW-E + HWP-1601F19ST8W-E | 4 | €2.125 | €900 | R290 (Propaan) | 3 | Lucht-Water
KA30466 | Toshiba | HWP-1601HW-E + HWP-1601XWHT8W-E | 12 | €3.925 | €2.700 | R290 (Propaan) | 3 | Lucht-Water
KA30465 | Toshiba | HWP-1601HW-E + HWP-1601F19ST8W-E | 12 | €3.925 | €2.700 | R290 (Propaan) | 3 | Lucht-Water
KA30463 | Toshiba | HWP-1601H8W-E + HWP-1601F19ST8W-E | 12 | €3.925 | €2.700 | R290 (Propaan) | 3 | Lucht-Water
KA30462 | Toshiba | HWP-1301HW-E + HWP-1601XWHT8W-E | 11 | €3.700 | €2.475 | R290 (Propaan) | 3 | Lucht-Water
KA30461 | Toshiba | HWP-1301HW-E + HWP-1601F19ST8W-E | 11 | €3.700 | €2.475 | R290 (Propaan) | 3 | Lucht-Water
KA30460 | Toshiba | HWP-1301H8W-E + HWP-1601XWHT8W-E | 11 | €3.700 | €2.475 | R290 (Propaan) | 3 | Lucht-Water
KA30459 | Toshiba | HWP-1301H8W-E + HWP-1601F19ST8W-E | 11 | €3.700 | €2.475 | R290 (Propaan) | 3 | Lucht-Water
KA30458 | Toshiba | HWP-1001HW-E + HWP-1601XWHT8W-E | 9 | €3.250 | €2.025 | R290 (Propaan) | 3 | Lucht-Water
KA30457 | Toshiba | HWP-1001HW-E + HWP-1601F19ST8W-E | 9 | €3.250 | €2.025 | R290 (Propaan) | 3 | Lucht-Water
KA30456 | Toshiba | HWP-1001H8W-E + HWP-1601XWHT8W-E | 9 | €3.250 | €2.025 | R290 (Propaan) | 3 | Lucht-Water
KA30455 | Toshiba | HWP-1001H8W-E + HWP-1601F19ST8W-E | 9 | €3.250 | €2.025 | R290 (Propaan) | 3 | Lucht-Water
KA25815 | Toshiba | HWT-1401HW-E/HWT-1402S21SM3W-E | 10 | €3.475 | €2.250 | R032 | 675 | Lucht-Water
KA25814 | Toshiba | HWT-1401HW-E / HWT-1401XWHM3W-E | 11 | €3.500 | €2.475 | R032 | 675 | Lucht-Water
KA25813 | Toshiba | HWT-1401H8W-E/HWT-1402S21SM3W-E | 10 | €3.475 | €2.250 | R032 | 675 | Lucht-Water
KA25812 | Toshiba | HWT-1401H8W-E / HWT-1401XWHM3W-E | 10 | €3.475 | €2.250 | R032 | 675 | Lucht-Water
KA24582 | Toshiba | HWT-801HW-E/ HWT-1102S21SM3W-E | 8 | €3.025 | €1.800 | R032 | 675 | Lucht-Water
KA24581 | Toshiba | HWT-801H8W-E/HWT-1101XWHM3W-E | 8 | €3.025 | €1.800 | R032 | 675 | Lucht-Water
KA24580 | Toshiba | HWT-801H8W-E/ HWT-1102S21SM3W-E | 8 | €3.025 | €1.800 | R032 | 675 | Lucht-Water
KA24579 | Toshiba | HWT-601HW-E/HWT-602S21SM3W-E | 6 | €2.575 | €1.350 | R032 | 675 | Lucht-Water
KA24578 | Toshiba | HWT-401HW-E/HWT-602S21SM3W-E | 5 | €2.350 | €1.125 | R032 | 675 | Lucht-Water
KA24574 | Toshiba | HWT-1101HW-E/HWT-1102S21SM3W-E | 9 | €3.250 | €2.025 | R032 | 675 | Lucht-Water
KA24573 | Toshiba | HWT-1101H8W-E/HWT-1102S21SM3W-E | 14 | €4.375 | €3.150 | R032 | 675 | Lucht-Water
KA24572 | Toshiba | HWT-1101H8W-E/HWT-1101XWHM3W-E | 14 | €4.375 | €3.150 | R032 | 675 | Lucht-Water
KA19955 | Toshiba | HWT-601HW-E / HWT-601XWHM*W-E | 5 | €2.350 | €1.125 | R032 | 675 | Lucht-Water
KA30468 | Toshiba | HWP-401HW-E + HWP-1601XWHT8W-E | 4 | €2.125 | €900 | R290 (Propaan) | 3 | Lucht-Water
KA30472 | Toshiba | HWP-801HW-E + HWP-1601XWHT8W-E | 6 | €2.575 | €1.350 | R290 (Propaan) | 3 | Lucht-Water
KA30438 | Tosot | TH-V16EM3-R | 12 | €3.925 | €2.700 | R290 (Propaan) | 3 | Lucht-Water
KA30437 | Tosot | TH-V10EM3-R | 8 | €3.025 | €1.800 | R290 (Propaan) | 3 | Lucht-Water
KA30436 | Tosot | TH-V06EM1-R | 5 | €2.350 | €1.125 | R290 (Propaan) | 3 | Lucht-Water
KA30275 | Tosot | TH-V14EM3-R | 12 | €3.725 | €2.700 | R290 (Propaan) | 3 | Lucht-Water
KA30274 | Tosot | TH-V12EM3-R | 11 | €3.700 | €2.475 | R290 (Propaan) | 3 | Lucht-Water
KA30273 | Tosot | TH-V08EM1-R | 7 | €2.800 | €1.575 | R290 (Propaan) | 3 | Lucht-Water
KA22524 | Tosot | TH-V08EM1 | 8 | €2.825 | €1.800 | R032 | 675 | Lucht-Water
KA22523 | Tosot | TH-V06EM1 | 5 | €2.350 | €1.125 | R032 | 675 | Lucht-Water
KA22522 | Tosot | TH-V16EM3 | 12 | €3.925 | €2.700 | R032 | 675 | Lucht-Water
KA22521 | Tosot | TH-V14EM3 | 12 | €3.925 | €2.700 | R032 | 675 | Lucht-Water
KA22520 | Tosot | TH-V12EM3 | 11 | €3.700 | €2.475 | R032 | 675 | Lucht-Water
KA22519 | Tosot | TH-V10ME3 | 9 | €3.050 | €2.025 | R032 | 675 | Lucht-Water
KA30302 | Trane | LEAF 019 LN | 45 | €11.150 | €10.125 | R290 (Propaan) | 3 | Lucht-Water
KA30301 | Trane | LEAF 019 | 45 | €11.150 | €10.125 | R290 (Propaan) | 3 | Lucht-Water
KA30300 | Trane | LEAF 016 XLN | 38 | €9.575 | €8.550 | R290 (Propaan) | 3 | Lucht-Water
KA30298 | Trane | LEAF 016 | 38 | €9.575 | €8.550 | R290 (Propaan) | 3 | Lucht-Water
KA30297 | Trane | LEAF 014 XLN | 33 | €8.450 | €7.425 | R290 (Propaan) | 3 | Lucht-Water
KA30296 | Trane | LEAF 014 LN | 33 | €8.450 | €7.425 | R290 (Propaan) | 3 | Lucht-Water
KA30295 | Trane | LEAF 014 | 33 | €8.450 | €7.425 | R290 (Propaan) | 3 | Lucht-Water
KA30294 | Trane | LEAF 012 XLN | 29 | €7.550 | €6.525 | R290 (Propaan) | 3 | Lucht-Water
KA30293 | Trane | LEAF 012 LN | 29 | €7.550 | €6.525 | R290 (Propaan) | 3 | Lucht-Water
KA30292 | Trane | LEAF 012 | 29 | €7.550 | €6.525 | R290 (Propaan) | 3 | Lucht-Water
KA30291 | Trane | LEAF 010 XLN | 25 | €6.650 | €5.625 | R290 (Propaan) | 3 | Lucht-Water
KA30290 | Trane | LEAF 010 LN | 25 | €6.650 | €5.625 | R290 (Propaan) | 3 | Lucht-Water
KA30289 | Trane | LEAF 010 | 25 | €6.650 | €5.625 | R290 (Propaan) | 3 | Lucht-Water
KA30282 | Trane | CXC 017 | 43 | €10.700 | €9.675 | R454B | 466 | Lucht-Water
KA30281 | Trane | CXC 013 XLN | 34 | €8.675 | €7.650 | R454B | 466 | Lucht-Water
KA30280 | Trane | CXC 013 | 34 | €8.675 | €7.650 | R454B | 466 | Lucht-Water
KA30279 | Trane | CXC 009 XLN | 21 | €5.750 | €4.725 | R454B | 466 | Lucht-Water
KA30278 | Trane | CXC 009 | 21 | €5.750 | €4.725 | R454B | 466 | Lucht-Water
KA30277 | Trane | CXC 007 XLN | 17 | €4.850 | €3.825 | R454B | 466 | Lucht-Water
KA30276 | Trane | CXC 007 | 17 | €4.850 | €3.825 | R454B | 466 | Lucht-Water
KA30299 | Trane | LEAF 016 LN | 38 | €9.575 | €8.550 | R290 (Propaan) | 3 | Lucht-Water
KA30283 | Trane | CXC 017 XLN | 43 | €10.700 | €9.675 | R454B | 466 | Lucht-Water
KA29102 | Trane | LEAF IPHP 008 | 18 | €5.275 | €4.050 | R290 (Propaan) | 3 | Lucht-Water
KA29101 | Trane | LEAF IPHP 006 | 13 | €4.150 | €2.925 | R290 (Propaan) | 3 | Lucht-Water
KA29100 | Trane | LEAF IPHP 004 | 9 | €3.250 | €2.025 | R290 (Propaan) | 3 | Lucht-Water
KA29099 | Trane | LEAF IPHP 002 | 5 | €2.350 | €1.125 | R290 (Propaan) | 3 | Lucht-Water
KA30303 | Trane | LEAF 019 XLN | 45 | €11.150 | €10.125 | R290 (Propaan) | 3 | Lucht-Water
KA27388 | Tulip Wise | Tulip Next 6.1 | 5 | €2.350 | €1.125 | R290 (Propaan) | 3 | Lucht-Water
KA27387 | Tulip Wise | Tulip Next 50.3 | 31 | €8.200 | €6.975 | R290 (Propaan) | 3 | Lucht-Water
KA27386 | Tulip Wise | Tulip Next 18.3 | 15 | €4.400 | €3.375 | R290 (Propaan) | 3 | Lucht-Water
KA27385 | Tulip Wise | Tulip Next 12.3 | 9 | €3.250 | €2.025 | R290 (Propaan) | 3 | Lucht-Water
KA26475 | VIVAX | HPM-41CH120AERIs R32-3H9 monoblock | 11 | €3.700 | €2.475 | R032 | 675 | Lucht-Water
KA31242 | VIVAX | HPM-41CH120AENA R290-3 | 11 | €3.700 | €2.475 | R290 (Propaan) | 3 | Lucht-Water
KA26483 | VIVAX | HPS-53CH155AERI/O3s R32 split | 13 | €4.150 | €2.925 | R032 | 675 | Lucht-Water
KA26482 | VIVAX | HPS-48CH140AERI/O3s R32 split | 12 | €3.925 | €2.700 | R032 | 675 | Lucht-Water
KA26481 | VIVAX | HPS-41CH120AERI/O3s R32 split | 11 | €3.700 | €2.475 | R032 | 675 | Lucht-Water
KA26480 | VIVAX | HPS-34CH100AERI/O1s R32 split | 8 | €3.025 | €1.800 | R032 | 675 | Lucht-Water
KA26479 | VIVAX | HPS-28CH84AERI/O1s R32 split | 7 | €2.800 | €1.575 | R032 | 675 | Lucht-Water
KA26478 | VIVAX | HPS-22CH65AERI/O1s R32 split | 6 | €2.575 | €1.350 | R032 | 675 | Lucht-Water
KA26477 | VIVAX | HPM-53CH155AERIs R32-3H9 monoblock | 13 | €4.150 | €2.925 | R032 | 675 | Lucht-Water
KA31243 | VIVAX | HPM-48CH140AENA R290-3 | 12 | €3.925 | €2.700 | R290 (Propaan) | 3 | Lucht-Water
KA31241 | VIVAX | HPM-34CH100AENA R290-1 | 9 | €3.250 | €2.025 | R290 (Propaan) | 3 | Lucht-Water
KA26474 | VIVAX | HPM-34CH100AERIs R32-1H3 monoblock | 8 | €3.025 | €1.800 | R032 | 675 | Lucht-Water
KA26472 | VIVAX | HPM-22CH65AERIs R32-1H3 monoblock | 6 | €2.575 | €1.350 | R032 | 675 | Lucht-Water
KA26471 | VIVAX | HPM-14CH40AERIs R32-1H3 monoblock | 5 | €2.350 | €1.125 | R032 | 675 | Lucht-Water
KA31244 | VIVAX | HPM-53CH155AENA R290-3 | 13 | €4.150 | €2.925 | R290 (Propaan) | 3 | Lucht-Water
KA26476 | VIVAX | HPM-48CH140AERIs R32-3H9 monoblock | 12 | €3.925 | €2.700 | R032 | 675 | Lucht-Water
KA31240 | VIVAX | HPM-28CH84AENA R290-1 | 7 | €2.800 | €1.575 | R290 (Propaan) | 3 | Lucht-Water
KA26473 | VIVAX | HPM-28CH84AERIs R32-1H3 monoblock | 7 | €2.800 | €1.575 | R032 | 675 | Lucht-Water
KA16913 | Vaillant | aroTHERM plus VWL 75/6 A 230V | 6 | €2.575 | €1.350 | R290 (Propaan) | 3 | Lucht-Water
KA16912 | Vaillant | aroTHERM plus VWL 55/6 A 230V | 4 | €2.125 | €900 | R290 (Propaan) | 3 | Lucht-Water
KA16911 | Vaillant | aroTHERM plus VWL 125/6 A 400V | 11 | €3.700 | €2.475 | R290 (Propaan) | 3 | Lucht-Water
KA01693 | Vaillant | aroTHERM VWL 155/2 A (0010016413) | 9 | €3.050 | €2.025 | R410A | 2088 | Lucht-Water
KA01689 | Vaillant | aroTHERM VWL 85/2 A (0010016409) | 6 | €2.375 | €1.350 | R410A | 2088 | Lucht-Water
KA01687 | Vaillant | aroTHERM VWL 55/2 A (0010016408) | 5 | €2.150 | €1.125 | R410A | 2088 | Lucht-Water
KA01664 | Vaillant | flexoTHERM VWF 197/4 + 2x VWL 11/4 SA (0010016681) | 16 | €4.625 | €3.600 | R410A | 2088 | Lucht-Water
KA09560 | Vaillant | aroTHERM VWL 85/3 A | 7 | €2.800 | €1.575 | R410A | 2088 | Lucht-Water
KA09558 | Vaillant | aroTHERM VWL 55/3 A | 5 | €2.150 | €1.125 | R410A | 2088 | Lucht-Water
KA14411 | Vaillant | aroTHERM split VWL 125/5 AS 400V + VWL 127/5 IS | 12 | €3.925 | €2.700 | R410A | 2088 | Lucht-Water
KA14410 | Vaillant | aroTHERM split VWL 125/5 AS 400V + VWL 128/5 IS | 12 | €3.925 | €2.700 | R410A | 2088 | Lucht-Water
KA14409 | Vaillant | aroTHERM split VWL 105/5 AS 400V + VWL 127/5 IS | 10 | €3.475 | €2.250 | R410A | 2088 | Lucht-Water
KA14408 | Vaillant | aroTHERM split VWL 105/5 AS 400V + VWL 128/5 IS | 10 | €3.475 | €2.250 | R410A | 2088 | Lucht-Water
KA23527 | Vaillant | aroTHERM pure VWL 85/7.2 AS + VWL 108/7.2 IS S5 | 7 | €2.800 | €1.575 | R032 | 675 | Lucht-Water
KA23526 | Vaillant | aroTHERM pure VWL 85/7.2 AS + VWL 107/7.2 IS S1 | 7 | €2.600 | €1.575 | R032 | 675 | Lucht-Water
KA23525 | Vaillant | aroTHERM pure VWL 85/7.2 AS + VWL 107/7.2 IS | 7 | €2.800 | €1.575 | R032 | 675 | Lucht-Water
KA23524 | Vaillant | aroTHERM pure VWL 65/7.2 AS + VWL 108/7.2 IS S5 | 5 | €2.150 | €1.125 | R032 | 675 | Lucht-Water
KA23523 | Vaillant | aroTHERM pure VWL 65/7.2 AS + VWL 107/7.2 IS S1 | 4 | €2.125 | €900 | R032 | 675 | Lucht-Water
KA23522 | Vaillant | aroTHERM pure VWL 65/7.2 AS + VWL 107/7.2 IS | 5 | €2.150 | €1.125 | R032 | 675 | Lucht-Water
KA23521 | Vaillant | aroTHERM pure VWL 45/7.2 AS + VWL 108/7.2 IS S5 | 5 | €2.150 | €1.125 | R032 | 675 | Lucht-Water
KA23520 | Vaillant | aroTHERM pure VWL 45/7.2 AS + VWL 107/7.2 IS S1 | 4 | €2.125 | €900 | R032 | 675 | Lucht-Water
KA23519 | Vaillant | aroTHERM pure VWL 45/7.2 AS + VWL 107/7.2 IS | 5 | €2.150 | €1.125 | R032 | 675 | Lucht-Water
KA23518 | Vaillant | aroTHERM pure VWL 105/7.2 AS + VWL 108/7.2 IS S5 | 7 | €2.800 | €1.575 | R032 | 675 | Lucht-Water
KA23517 | Vaillant | aroTHERM pure VWL 105/7.2 AS + VWL 107/7.2 IS S1 | 7 | €2.800 | €1.575 | R032 | 675 | Lucht-Water
KA23516 | Vaillant | aroTHERM pure VWL 105/7.2 AS + VWL 107/7.2 IS | 7 | €2.800 | €1.575 | R032 | 675 | Lucht-Water
KA28836 | Vaillant | aroTHERM Split plus VWL 75/8.2 AS 230V + VWL 78/8.2 IS C2 | 6 | €2.575 | €1.350 | R032 | 675 | Lucht-Water
KA28835 | Vaillant | aroTHERM Split plus VWL 75/8.2 AS 230V + VWL 78/8.2 IS (S5) | 6 | €2.575 | €1.350 | R032 | 675 | Lucht-Water
KA28834 | Vaillant | aroTHERM Split plus VWL 75/8.2 AS 230V + VWL 77/8.2 IS (S1) | 6 | €2.575 | €1.350 | R032 | 675 | Lucht-Water
KA28833 | Vaillant | aroTHERM Split plus VWL 55/8.2 AS 230V + VWL 58/8.2 IS C2 | 4 | €2.125 | €900 | R032 | 675 | Lucht-Water
KA28832 | Vaillant | aroTHERM Split plus VWL 55/8.2 AS 230V + VWL 58/8.2 IS (S5) | 4 | €2.125 | €900 | R032 | 675 | Lucht-Water
KA28831 | Vaillant | aroTHERM Split plus VWL 55/8.2 AS 230V + VWL 57/8.2 IS (S1) | 4 | €2.125 | €900 | R032 | 675 | Lucht-Water
KA28830 | Vaillant | aroTHERM Split plus VWL 35/8.2 AS 230V + VWL 58/8.2 IS C2 | 3 | €1.700 | €675 | R032 | 675 | Lucht-Water
KA28829 | Vaillant | aroTHERM Split plus VWL 35/8.2 AS 230V + VWL 58/8.2 IS (S5) | 3 | €1.900 | €675 | R032 | 675 | Lucht-Water
KA28828 | Vaillant | aroTHERM Split plus VWL 35/8.2 AS 230V + VWL 57/8.2 IS (S1) | 3 | €1.900 | €675 | R032 | 675 | Lucht-Water
KA17543 | Vaillant | aroTHERM plus VWL 65/6 A 230V | 5 | €2.350 | €1.125 | R290 (Propaan) | 3 | Lucht-Water
KA17542 | Vaillant | aroTHERM plus VWL 35/6 A 230V | 4 | €2.125 | €900 | R290 (Propaan) | 3 | Lucht-Water
KA17541 | Vaillant | aroTHERM plus VWL 105/6 A 400V | 9 | €3.250 | €2.025 | R290 (Propaan) | 3 | Lucht-Water
KA28431 | Viessmann | VITOCAL 250-A AWO-M-E-AC 251.A04, 230 V | 4 | €2.125 | €900 | R290 (Propaan) | 3 | Lucht-Water
KA28430 | Viessmann | VITOCAL 250-A AWO-E-AC 251.A19, 400 V | 12 | €3.925 | €2.700 | R290 (Propaan) | 3 | Lucht-Water
KA28429 | Viessmann | VITOCAL 250-A AWO-E-AC 251.A16, 400 V | 12 | €3.925 | €2.700 | R290 (Propaan) | 3 | Lucht-Water
KA28428 | Viessmann | VITOCAL 151-A AWOT-M-E-AC, 230 V,151-A.06 | 5 | €2.350 | €1.125 | R290 (Propaan) | 3 | Lucht-Water
KA28427 | Viessmann | VITOCAL 151-A AWOT-M-E-AC, 230 V,151-A.04 | 4 | €2.125 | €900 | R290 (Propaan) | 3 | Lucht-Water
KA28426 | Viessmann | VITOCAL 151-A AWOT-E-AC, 400 V, 151-A.13 | 11 | €3.700 | €2.475 | R290 (Propaan) | 3 | Lucht-Water
KA28425 | Viessmann | VITOCAL 151-A AWOT-E-AC, 400 V, 151-A.10 | 9 | €3.250 | €2.025 | R290 (Propaan) | 3 | Lucht-Water
KA28424 | Viessmann | VITOCAL 150-A AWO-M-E-AC, 230 V, 151-A.04 | 4 | €2.125 | €900 | R290 (Propaan) | 3 | Lucht-Water
KA28423 | Viessmann | VITOCAL 150-A AWO-E-AC, 400 V, 151-A.13 | 11 | €3.700 | €2.475 | R290 (Propaan) | 3 | Lucht-Water
KA28399 | Viessmann | VITOCAL 150-A AWO-E-AC, 400 V, 151-A.10 | 9 | €3.250 | €2.025 | R290 (Propaan) | 3 | Lucht-Water
KA28388 | Viessmann | VITOCAL 250-A AWO-M-E-AC 251.A08, 230 V | 6 | €2.575 | €1.350 | R290 (Propaan) | 3 | Lucht-Water
KA28368 | Viessmann | VITOCAL 151-A AWOT-E-AC, 400 V, 151-A.16 | 12 | €3.925 | €2.700 | R290 (Propaan) | 3 | Lucht-Water
KA28365 | Viessmann | VITOCAL 150-A AWO-M-E-AC, 230 V, 151-A.08 | 6 | €2.575 | €1.350 | R290 (Propaan) | 3 | Lucht-Water
KA28310 | Viessmann | VITOCAL 150-A AWO-E-AC, 400 V, 151-A.16 | 12 | €3.925 | €2.700 | R290 (Propaan) | 3 | Lucht-Water
KA28309 | Viessmann | VITOCAL 151-A AWOT-M-E-AC, 230 V,151-A.08 | 6 | €2.575 | €1.350 | R290 (Propaan) | 3 | Lucht-Water
KA28308 | Viessmann | VITOCAL 150-A AWO-M-E-AC, 230 V, 151-A.06 | 5 | €2.350 | €1.125 | R290 (Propaan) | 3 | Lucht-Water
KA22160 | Viessmann | Vitocal 252 A AWOT251.A13 | 11 | €3.700 | €2.475 | R290 (Propaan) | 3 | Lucht-Water
KA22159 | Viessmann | Vitocal 252 A AWOT251.A10 | 9 | €3.250 | €2.025 | R290 (Propaan) | 3 | Lucht-Water
KA22158 | Viessmann | Vitocal 250 A HAWO252.A13 | 11 | €3.700 | €2.475 | R290 (Propaan) | 3 | Lucht-Water
KA22157 | Viessmann | Vitocal 250 A HAWO252.A10 | 9 | €3.250 | €2.025 | R290 (Propaan) | 3 | Lucht-Water
KA22156 | Viessmann | Vitocal 250 A AWO251.A13 | 11 | €3.700 | €2.475 | R290 (Propaan) | 3 | Lucht-Water
KA22155 | Viessmann | Vitocal 250 A AWO251.A10 | 9 | €3.250 | €2.025 | R290 (Propaan) | 3 | Lucht-Water
KA11763 | Viessmann | Vitocal 222-S AWB-E-AC 221.C13 | 10 | €3.475 | €2.250 | R410A | 2088 | Lucht-Water
KA11743 | Viessmann | Vitocal 200-S AWB 201.D16 | 11 | €3.700 | €2.475 | R410A | 2088 | Lucht-Water
KA11742 | Viessmann | Vitocal 200-S AWB 201.D13 | 10 | €3.475 | €2.250 | R410A | 2088 | Lucht-Water
KA11604 | Viessmann | Vitocal 222-S AWBT-E-AC 221.C16 | 11 | €3.700 | €2.475 | R410A | 2088 | Lucht-Water
KA11603 | Viessmann | Vitocal 222-S AWBT-E-AC 221.C13 | 10 | €3.475 | €2.250 | R410A | 2088 | Lucht-Water
KA11602 | Viessmann | Vitocal 222-S AWBT-E-AC 221.C10 | 9 | €3.250 | €2.025 | R410A | 2088 | Lucht-Water
KA11601 | Viessmann | Vitocal 222-S AWBT-M-E-AC 221.C10 | 8 | €3.025 | €1.800 | R410A | 2088 | Lucht-Water
KA11595 | Viessmann | Vitocal 222-S AWBT-E 221.C10 | 9 | €3.250 | €2.025 | R410A | 2088 | Lucht-Water
KA11246 | Viessmann | Vitocal 200-S AWB-E-AC 201.D16 | 11 | €3.700 | €2.475 | R410A | 2088 | Lucht-Water
KA11245 | Viessmann | Vitocal 200-S AWB-E-AC 201.D13 | 10 | €3.475 | €2.250 | R410A | 2088 | Lucht-Water
KA11244 | Viessmann | Vitocal 200-S AWB-E-AC 201.D10 | 9 | €3.250 | €2.025 | R410A | 2088 | Lucht-Water
KA11241 | Viessmann | Vitocal 200-S AWB-M-E-AC 201.D10 | 8 | €3.025 | €1.800 | R410A | 2088 | Lucht-Water
KA11238 | Viessmann | Vitocal 200-S AWB-E 201.D16 | 11 | €3.700 | €2.475 | R410A | 2088 | Lucht-Water
KA11237 | Viessmann | Vitocal 200-S AWB-E 201.D13 | 10 | €3.475 | €2.250 | R410A | 2088 | Lucht-Water
KA11236 | Viessmann | Vitocal 200-S AWB-E 201.D10 | 9 | €3.250 | €2.025 | R410A | 2088 | Lucht-Water
KA14386 | Viessmann | Vitocal 222-A AWOT-E-AC 221.A16 | 11 | €3.500 | €2.475 | R410A | 2088 | Lucht-Water
KA14385 | Viessmann | Vitocal 222-A AWOT-E-AC 221.A13 | 10 | €3.475 | €2.250 | R410A | 2088 | Lucht-Water
KA14384 | Viessmann | Vitocal 222-A AWOT-E-AC 221.A10 | 9 | €3.250 | €2.025 | R410A | 2088 | Lucht-Water
KA14383 | Viessmann | Vitocal 222-A AWOT-M-E-AC 221.A10 | 8 | €3.025 | €1.800 | R410A | 2088 | Lucht-Water
KA14382 | Viessmann | Vitocal 222-A AWOT-M-E-AC 221.A08 | 6 | €2.575 | €1.350 | R410A | 2088 | Lucht-Water
KA14381 | Viessmann | Vitocal 222-A AWOT-M-E-AC 221.A06 | 5 | €2.150 | €1.125 | R410A | 2088 | Lucht-Water
KA14380 | Viessmann | Vitocal 222-A AWOT-M-E-AC 221.A04 | 5 | €2.150 | €1.125 | R410A | 2088 | Lucht-Water
KA14379 | Viessmann | Vitocal 222-A AWOT-E 221.A16 | 11 | €3.500 | €2.475 | R410A | 2088 | Lucht-Water
KA14377 | Viessmann | Vitocal 222-A AWOT-E 221.A10 | 9 | €3.250 | €2.025 | R410A | 2088 | Lucht-Water
KA14376 | Viessmann | Vitocal 222-A AWOT-M-E 221.A10 | 8 | €3.025 | €1.800 | R410A | 2088 | Lucht-Water
KA14375 | Viessmann | Vitocal 222-A AWOT-M-E 221.A08 | 6 | €2.575 | €1.350 | R410A | 2088 | Lucht-Water
KA14374 | Viessmann | Vitocal 222-A AWOT-M-E 221.A06 | 5 | €2.150 | €1.125 | R410A | 2088 | Lucht-Water
KA14373 | Viessmann | Vitocal 222-A AWOT-M-E 221.A04 | 5 | €2.150 | €1.125 | R410A | 2088 | Lucht-Water
KA26086 | Viessmann | Vitocal 221-S AWB 221 E10 | 8 | €3.025 | €1.800 | R032 | 675 | Lucht-Water
KA26085 | Viessmann | Vitocal 221-S AWB 221 E08 | 7 | €2.800 | €1.575 | R032 | 675 | Lucht-Water
KA26084 | Viessmann | Vitocal 200-S AWB 201 E10 | 8 | €3.025 | €1.800 | R032 | 675 | Lucht-Water
KA26083 | Viessmann | Vitocal 200-S AWB 201 E08 | 7 | €2.800 | €1.575 | R032 | 675 | Lucht-Water
KA26022 | Viessmann | Vitocal 200-S AWB 201 E06 | 6 | €2.575 | €1.350 | R032 | 675 | Lucht-Water
KA25924 | Viessmann | vitocal 222-S AWBT-M-E-AC 221.E06 | 6 | €2.575 | €1.350 | R032 | 675 | Lucht-Water
KA28442 | Viessmann | VITOCAL 252-A AWOT-M-E-AC 251.A08, 230 V | 6 | €2.575 | €1.350 | R290 (Propaan) | 3 | Lucht-Water
KA28441 | Viessmann | VITOCAL 252-A AWOT-M-E-AC 251.A06, 230 V | 5 | €2.350 | €1.125 | R290 (Propaan) | 3 | Lucht-Water
KA28440 | Viessmann | VITOCAL 252-A AWOT-M-E-AC 251.A04, 230 V | 4 | €2.125 | €900 | R290 (Propaan) | 3 | Lucht-Water
KA28439 | Viessmann | VITOCAL 252-A AWO-E-AC 251.A19, 400 V | 12 | €3.925 | €2.700 | R290 (Propaan) | 3 | Lucht-Water
KA28438 | Viessmann | VITOCAL 252-A AWO-E-AC 251.A16, 400 V | 12 | €3.925 | €2.700 | R290 (Propaan) | 3 | Lucht-Water
KA28437 | Viessmann | VITOCAL 250-AH HAWO-M-AC 252.A19, 400 V | 12 | €3.925 | €2.700 | R290 (Propaan) | 3 | Lucht-Water
KA28436 | Viessmann | VITOCAL 250-AH HAWO-M-AC 252.A16, 400 V | 12 | €3.925 | €2.700 | R290 (Propaan) | 3 | Lucht-Water
KA28435 | Viessmann | VITOCAL 250-AH HAWO-M-AC 252.A08, 230 V | 6 | €2.575 | €1.350 | R290 (Propaan) | 3 | Lucht-Water
KA28434 | Viessmann | VITOCAL 250-AH HAWO-M-AC 252.A06, 230 V | 5 | €2.350 | €1.125 | R290 (Propaan) | 3 | Lucht-Water
KA28433 | Viessmann | VITOCAL 250-AH HAWO-M-AC 252.A04, 230 V | 4 | €2.125 | €900 | R290 (Propaan) | 3 | Lucht-Water
KA28432 | Viessmann | VITOCAL 250-A AWO-M-E-AC 251.A06, 230 V | 5 | €2.350 | €1.125 | R290 (Propaan) | 3 | Lucht-Water
KA31264 | WES22 | GSHVTV-075AA1 | 47 | €11.800 | €10.575 | R290 (Propaan) | 3 | Lucht-Water
KA31265 | WES22 | GSHVTV-50AA1 | 30 | €7.975 | €6.750 | R290 (Propaan) | 3 | Lucht-Water
KA31263 | WES22 | GSHVTH-18AA1 | 15 | €4.600 | €3.375 | R290 (Propaan) | 3 | Lucht-Water
KA31262 | WES22 | GSHVSH-10AA1 | 9 | €3.250 | €2.025 | R290 (Propaan) | 3 | Lucht-Water
KA25426 | WSH | WSH050-E | 11 | €3.500 | €2.475 | R290 (Propaan) | 3 | Lucht-Water
KA25425 | WSH | WSH040-E/S | 8 | €2.825 | €1.800 | R290 (Propaan) | 3 | Lucht-Water
KA25424 | WSH | WSH030-E/S | 5 | €2.350 | €1.125 | R290 (Propaan) | 3 | Lucht-Water
KA31312 | Warmblauw | Dynamic PRO 16 AW(E) | 16 | €4.825 | €3.600 | R032 | 675 | Lucht-Water
KA28197 | WeHeat | Sparrow P60 | 6 | €2.575 | €1.350 | R290 (Propaan) | 3 | Lucht-Water
KA28196 | WeHeat | Blackbird P60 | 6 | €2.575 | €1.350 | R290 (Propaan) | 3 | Lucht-Water
KA25415 | WeHeat | Blackbird P80 | 8 | €3.025 | €1.800 | R290 (Propaan) | 3 | Lucht-Water
KA30249 | WeHeat | Flint P40 (2025) | 5 | €2.350 | €1.125 | R290 (Propaan) | 3 | Lucht-Water
KA28647 | WeHeat | Flint P40 | 4 | €2.125 | €900 | R290 (Propaan) | 3 | Lucht-Water
KA27889 | Weishaupt/Monarch | WAB 8-A-RME-A | 5 | €2.350 | €1.125 | R290 (Propaan) | 3 | Lucht-Water
KA27888 | Weishaupt/Monarch | WAB 11-A-RME-A | 6 | €2.575 | €1.350 | R290 (Propaan) | 3 | Lucht-Water
KA11804 | Weishaupt/Monarch | WWP LS 10-B R | 8 | €2.825 | €1.800 | R410A | 2088 | Lucht-Water
KA16509 | Weishaupt/Monarch | WBB 12 A-RMD-AI | 8 | €3.025 | €1.800 | R410A | 2088 | Lucht-Water
KA11361 | Weishaupt/Monarch | WWP LS 16-B R | 12 | €3.725 | €2.700 | R410A | 2088 | Lucht-Water
KA11359 | Weishaupt/Monarch | WWP LS 13-B R | 9 | €3.250 | €2.025 | R410A | 2088 | Lucht-Water
KA11358 | Weishaupt/Monarch | WWP LS 8-B R-E | 6 | €2.575 | €1.350 | R410A | 2088 | Lucht-Water
KA26988 | Weishaupt/Monarch | WSB 6-A-RMEK-AI | 5 | €2.350 | €1.125 | R032 | 675 | Lucht-Water
KA26987 | Weishaupt/Monarch | WSB 6-A-RME-AI | 5 | €2.350 | €1.125 | R032 | 675 | Lucht-Water
KA26986 | Weishaupt/Monarch | WSB 18-A-RMD-AI | 12 | €3.725 | €2.700 | R410A | 2088 | Lucht-Water
KA26985 | Weishaupt/Monarch | WSB 15-A-RMD-AI | 9 | €3.250 | €2.025 | R410A | 2088 | Lucht-Water
KA26984 | Weishaupt/Monarch | WSB 12-A-RMD-AI | 8 | €2.825 | €1.800 | R410A | 2088 | Lucht-Water
KA26983 | Weishaupt/Monarch | WSB 10-A-RMEK-AI | 7 | €2.800 | €1.575 | R032 | 675 | Lucht-Water
KA26982 | Weishaupt/Monarch | WSB 10-A-RME-AI | 7 | €2.800 | €1.575 | R032 | 675 | Lucht-Water
KA31467 | Weishaupt/Monarch | WAB 14-A-RMD-A | 9 | €3.250 | €2.025 | R290 (Propaan) | 3 | Lucht-Water
KA24916 | Weishaupt/Monarch | WSB 8-A-RME | 6 | €2.575 | €1.350 | R032 | 675 | Lucht-Water
KA19069 | Weishaupt/Monarch | WBB 20-A-RMD-AI | 14 | €4.375 | €3.150 | R410A | 2088 | Lucht-Water
KA30994 | Weisthaupt | WAB 14-A-RMD-A | 9 | €3.250 | €2.025 | R290 (Propaan) | 3 | Lucht-Water
KA24980 | Winterwarm | HPX16A | 12 | €3.925 | €2.700 | R032 | 675 | Lucht-Water
KA30183 | Winterwarm | HPX30A | 27 | €7.300 | €6.075 | R032 | 675 | Lucht-Water
KA24805 | Winterwarm | HPX12A | 11 | €3.700 | €2.475 | R032 | 675 | Lucht-Water
KA24804 | Winterwarm | HPX06A | 5 | €2.350 | €1.125 | R032 | 675 | Lucht-Water
KA15252 | Wolf | CHA-Monoblock 10 | 8 | €3.025 | €1.800 | R290 (Propaan) | 3 | Lucht-Water
KA15251 | Wolf | CHA-Monoblock 07 | 6 | €2.575 | €1.350 | R290 (Propaan) | 3 | Lucht-Water
KA15021 | Wolf | CHC-SPLIT-16/300-50 (BWL-1S-16/400V) | 11 | €3.500 | €2.475 | R410A | 2088 | Lucht-Water
KA25931 | Wolf | CHA- 16/20 | 15 | €4.600 | €3.375 | R290 (Propaan) | 3 | Lucht-Water
KA23515 | Wolf | FHA-Monoblock 14/17-400V-M2 FS-e6-C2 | 12 | €3.925 | €2.700 | R032 | 675 | Lucht-Water
KA23514 | Wolf | FHA-Monoblock 11/14-400V-M2 FS-e6-C2 | 10 | €3.275 | €2.250 | R032 | 675 | Lucht-Water
KA23513 | Wolf | FHA-Monoblock 08/10-230V-M2 FS-e6-B2 | 7 | €2.800 | €1.575 | R032 | 675 | Lucht-Water
KA23512 | Wolf | FHA-Monoblock 06/07-230V-M2 FS-e6-B2 | 6 | €2.375 | €1.350 | R032 | 675 | Lucht-Water
KA23511 | Wolf | FHA-Monoblock 05/06-230V-M2 FS-e6-B2 | 4 | €2.125 | €900 | R032 | 675 | Lucht-Water
KA13176 | Wolf | BWL-1S(B)16/400V | 11 | €3.500 | €2.475 | R410A | 2088 | Lucht-Water
KA31238 | York | YMAE0045PJ 32S | 27 | €7.100 | €6.075 | R454B | 466 | Lucht-Water
KA31094 | York | YMAE0130PJ 32F | 68 | €16.325 | €15.300 | R454B | 466 | Lucht-Water
KA31093 | York | YMAE0100PJ 32F | 64 | €15.425 | €14.400 | R454B | 466 | Lucht-Water
KA31092 | York | YMAE0100PJ 32B | 65 | €15.650 | €14.625 | R454B | 466 | Lucht-Water
KA31090 | York | YMAE0065PJ 32B | 38 | €9.575 | €8.550 | R454B | 466 | Lucht-Water
KA31089 | York | YMAE0050PJ 32S | 31 | €8.000 | €6.975 | R454B | 466 | Lucht-Water
KA31088 | York | YMAE0050PJ 32B | 34 | €8.675 | €7.650 | R454B | 466 | Lucht-Water
KA31079 | York | YMAE0045PJ 32B | 31 | €8.000 | €6.975 | R454B | 466 | Lucht-Water
KA31091 | York | YMAE0065PJ 32S | 34 | €8.675 | €7.650 | R454B | 466 | Lucht-Water
KA24232 | York | YKF16CRC | 13 | €4.150 | €2.925 | R032 | 675 | Lucht-Water
KA24231 | York | YKF09CNC | 8 | €3.025 | €1.800 | R032 | 675 | Lucht-Water
KA24230 | York | YKF05CNC | 6 | €2.575 | €1.350 | R032 | 675 | Lucht-Water
KA31216 | Your Energy Solution | MMHP-008B1 8kw r32 | 5 | €2.350 | €1.125 | R032 | 675 | Lucht-Water
KA27360 | ZESTAR | HS15V-QPNNW | 11 | €3.700 | €2.475 | R290 (Propaan) | 3 | Lucht-Water
KA27359 | ZESTAR | HS15V-DPNNW | 11 | €3.700 | €2.475 | R290 (Propaan) | 3 | Lucht-Water
KA27358 | ZESTAR | HS12V-QPNNW | 8 | €2.825 | €1.800 | R290 (Propaan) | 3 | Lucht-Water
KA27357 | ZESTAR | HS12V-DPNNW | 8 | €2.825 | €1.800 | R290 (Propaan) | 3 | Lucht-Water
KA27356 | ZESTAR | HS10V-QPNNW | 6 | €2.575 | €1.350 | R290 (Propaan) | 3 | Lucht-Water
KA27355 | ZESTAR | HS08V-QPNNW | 6 | €2.575 | €1.350 | R290 (Propaan) | 3 | Lucht-Water
KA27354 | ZESTAR | HS06V-QPNNW | 4 | €2.125 | €900 | R290 (Propaan) | 3 | Lucht-Water
KA27685 | Zealux | XAH16Csi32T | 11 | €3.700 | €2.475 | R032 | 675 | Lucht-Water
KA27684 | Zealux | XAH16Csi32 | 11 | €3.700 | €2.475 | R032 | 675 | Lucht-Water
KA27683 | Zealux | XAH12Csi32T | 7 | €2.800 | €1.575 | R032 | 675 | Lucht-Water
KA27682 | Zealux | XAH12Csi32 | 8 | €3.025 | €1.800 | R032 | 675 | Lucht-Water
KA27681 | Zealux | XAH10Csi32 | 7 | €2.600 | €1.575 | R032 | 675 | Lucht-Water
KA27680 | Zealux | XAH07Csi32 | 4 | €2.125 | €900 | R032 | 675 | Lucht-Water
KA29678 | Zealux | XAH26Csiu32T | 20 | €5.525 | €4.500 | R032 | 675 | Lucht-Water
KA29677 | Zealux | XAH19Csiu32T | 15 | €4.600 | €3.375 | R032 | 675 | Lucht-Water
KA29676 | Zealux | XAH12Csiu32T | 9 | €3.250 | €2.025 | R032 | 675 | Lucht-Water
KA29675 | Zealux | XAH10Csiu32 | 7 | €2.800 | €1.575 | R032 | 675 | Lucht-Water
KA29029 | Zealux | XAH16Csi9T | 13 | €3.950 | €2.925 | R290 (Propaan) | 3 | Lucht-Water
KA29028 | Zealux | XAH12Csi9 | 8 | €3.025 | €1.800 | R290 (Propaan) | 3 | Lucht-Water
KA29027 | Zealux | XAH10Csi9 | 7 | €2.800 | €1.575 | R290 (Propaan) | 3 | Lucht-Water
KA29026 | Zealux | XAH07Csi9 | 5 | €2.350 | €1.125 | R290 (Propaan) | 3 | Lucht-Water
KA29976 | dVes Duurzaam | DV060-DKZLRS-E | 12 | €3.925 | €2.700 | R290 (Propaan) | 3 | Lucht-Water
KA29975 | dVes Duurzaam | DV050-DKZLRS-E | 11 | €3.500 | €2.475 | R290 (Propaan) | 3 | Lucht-Water
KA29974 | dVes Duurzaam | DV040-DKZLRS-E/S | 8 | €2.825 | €1.800 | R290 (Propaan) | 3 | Lucht-Water
KA01774 | iDM | TERRA AL 32 Twin 810312 | 27 | €7.100 | €6.075 | R410A | 2088 | Lucht-Water
KA09287 | iDM | iPump A 3-11 | 9 | €3.250 | €2.025 | R410A | 2088 | Lucht-Water
KA24497 | iDM | AERO ALM 10-24 | 21 | €5.950 | €4.725 | R290 (Propaan) | 3 | Lucht-Water
KA17928 | ARTEL | DHWHP100 | 0 | €725 | €725 | R134A | 1430 | Warmtepompboiler
KA17843 | ARTEL | DHWHP300 | 0 | €500 | €500 | R134A | 1430 | Warmtepompboiler
KA20148 | ATAG | ENERGION LYDOS HYBRID 100 | 0 | €500 | €500 | R134A | 1430 | Warmtepompboiler
KA20147 | ATAG | ENERGION NUOS PLUS 250 TWIN SYS | 0 | €725 | €725 | R134A | 1430 | Warmtepompboiler
KA20146 | ATAG | ENERGION NUOS PLUS 250 SYS | 0 | €725 | €725 | R134A | 1430 | Warmtepompboiler
KA20145 | ATAG | ENERGION NUOS PLUS 250 | 0 | €725 | €725 | R134A | 1430 | Warmtepompboiler
KA20144 | ATAG | ENERGION NUOS PLUS 200 | 0 | €725 | €725 | R134A | 1430 | Warmtepompboiler
KA29983 | Aermec | SHW250S | 0 | €725 | €725 | R290 (Propaan) | 3 | Warmtepompboiler
KA29982 | Aermec | SHW250 | 0 | €725 | €725 | R290 (Propaan) | 3 | Warmtepompboiler
KA29981 | Aermec | SHW200S | 0 | €725 | €725 | R290 (Propaan) | 3 | Warmtepompboiler
KA29980 | Aermec | SHW200 | 0 | €725 | €725 | R290 (Propaan) | 3 | Warmtepompboiler
KA29979 | Aermec | SHW150 | 0 | €725 | €725 | R290 (Propaan) | 3 | Warmtepompboiler
KA29978 | Aermec | SHW110 | 0 | €725 | €725 | R290 (Propaan) | 3 | Warmtepompboiler
KA29977 | Aermec | SHW080 | 0 | €725 | €725 | R290 (Propaan) | 3 | Warmtepompboiler
KA30768 | Airwell | TFHA-300H-04M25 | 0 | €725 | €725 | R290 (Propaan) | 3 | Warmtepompboiler
KA30767 | Airwell | TFHA-200H-04M25 | 0 | €725 | €725 | R290 (Propaan) | 3 | Warmtepompboiler
KA22469 | Airwell | TFHW-260H-03M25 | 0 | €950 | €950 | R134A | 1430 | Warmtepompboiler
KA22468 | Airwell | TFHW-190H-03M25 | 0 | €950 | €950 | R134A | 1430 | Warmtepompboiler
KA22467 | Airwell | TFHW-120H-03M25 | 0 | €725 | €725 | R134A | 1430 | Warmtepompboiler
KA27397 | Ariston | NUOS PLUS S2 WIFI 150 WH | 0 | €725 | €725 | R290 (Propaan) | 3 | Warmtepompboiler
KA27396 | Ariston | NUOS PLUS S2 WIFI 110 WH | 0 | €725 | €725 | R290 (Propaan) | 3 | Warmtepompboiler
KA27395 | Ariston | LYDOS HYBRID WIFI C 80 | 0 | €500 | €500 | R134A | 1430 | Warmtepompboiler
KA27394 | Ariston | LYDOS HYBRID WIFI C 100 | 0 | €500 | €500 | R134A | 1430 | Warmtepompboiler
KA15644 | Ariston | LYDOS HYBRID 100 | 0 | €500 | €500 | R134A | 1430 | Warmtepompboiler
KA15643 | Ariston | NUOS EVO 110 A+ WH | 0 | €725 | €725 | R134A | 1430 | Warmtepompboiler
KA15642 | Ariston | NUOS SPLIT FLEX 270 FS | 0 | €500 | €500 | R134A | 1430 | Warmtepompboiler
KA15640 | Ariston | NUOS SPLIT FLEX 150 WH | 0 | €500 | €500 | R134A | 1430 | Warmtepompboiler
KA15637 | Ariston | NUOS PLUS 250 TWIN SYS | 0 | €725 | €725 | R134A | 1430 | Warmtepompboiler
KA15636 | Ariston | NUOS PLUS 250 SYS | 0 | €725 | €725 | R134A | 1430 | Warmtepompboiler
KA15635 | Ariston | NUOS PLUS 250 | 0 | €725 | €725 | R134A | 1430 | Warmtepompboiler
KA15634 | Ariston | NUOS PLUS 200 | 0 | €725 | €725 | R134A | 1430 | Warmtepompboiler
KA24616 | Ariston | NUOS EVO 80 WH | 0 | €725 | €725 | R134A | 1430 | Warmtepompboiler
KA23324 | Ariston | NUOS EVO A+ 150 | 0 | €725 | €725 | R134A | 1430 | Warmtepompboiler
KA15696 | Atlantic | Explorer V4 270L C | 0 | €725 | €725 | R513A | 631 | Warmtepompboiler
KA15695 | Atlantic | Explorer V4 200L C | 0 | €725 | €725 | R513A | 631 | Warmtepompboiler
KA15694 | Atlantic | Explorer V4 270L | 0 | €725 | €725 | R513A | 631 | Warmtepompboiler
KA15693 | Atlantic | Explorer V4 200L | 0 | €725 | €725 | R513A | 631 | Warmtepompboiler
KA26502 | Atlantic | Warmtepompboiler Calypso Split WH200L V3 | 0 | €725 | €725 | R032 | 675 | Warmtepompboiler
KA26501 | Atlantic | Warmtepompboiler Calypso Split WH150L V3 | 0 | €725 | €725 | R032 | 675 | Warmtepompboiler
KA26500 | Atlantic | Warmtepompboiler Calypso Split FS270L V3 | 0 | €725 | €725 | R032 | 675 | Warmtepompboiler
KA14598 | Atlantic | Calypso VM 150L | 0 | €725 | €725 | R134A | 1430 | Warmtepompboiler
KA14597 | Atlantic | Calypso VM 100L | 0 | €725 | €725 | R134A | 1430 | Warmtepompboiler
KA30435 | Atlantic | Warmtepompboiler Explorer 270L COIL - V5 | 0 | €725 | €725 | R290 (Propaan) | 3 | Warmtepompboiler
KA30434 | Atlantic | Warmtepompboiler Explorer 270L - V5 | 0 | €725 | €725 | R290 (Propaan) | 3 | Warmtepompboiler
KA30433 | Atlantic | Warmtepompboiler Explorer 240L COIL - V5 | 0 | €725 | €725 | R290 (Propaan) | 3 | Warmtepompboiler
KA30432 | Atlantic | Warmtepompboiler Explorer 200L COIL - V5 | 0 | €725 | €725 | R290 (Propaan) | 3 | Warmtepompboiler
KA30431 | Atlantic | Warmtepompboiler Explorer 200L - V5 | 0 | €725 | €725 | R290 (Propaan) | 3 | Warmtepompboiler
KA30430 | Atlantic | Warmtepompboiler Calypso 150L - V5 | 0 | €725 | €725 | R290 (Propaan) | 3 | Warmtepompboiler
KA30429 | Atlantic | Warmtepompboiler Calypso 100L - V5 | 0 | €725 | €725 | R290 (Propaan) | 3 | Warmtepompboiler
KA25867 | Bosch | CS5000DW 150 W | 0 | €725 | €725 | R513A | 631 | Warmtepompboiler
KA25866 | Bosch | CS5000DW 100 W | 0 | €725 | €725 | R513A | 631 | Warmtepompboiler
KA23660 | Climalutions | DHW-100 | 0 | €725 | €725 | R134A | 1430 | Warmtepompboiler
KA09482 | Climer | ECOHEAT-EH500 | 0 | €500 | €500 | R134A | 1430 | Warmtepompboiler
KA09481 | Climer | ECOHEAT-EH260 | 0 | €500 | €500 | R134A | 1430 | Warmtepompboiler
KA09480 | Climer | ECOHEAT-EH200 | 0 | €500 | €500 | R134A | 1430 | Warmtepompboiler
KA09479 | Climer | ECOHEAT-EH160 | 0 | €500 | €500 | R134A | 1430 | Warmtepompboiler
KA14219 | Climer | ECOHEAT-EH260TD | 0 | €500 | €500 | R134A | 1430 | Warmtepompboiler
KA14218 | Climer | ECOHEAT-EH200TD | 0 | €500 | €500 | R134A | 1430 | Warmtepompboiler
KA21141 | Clivet | SWAN-2 190 | 0 | €725 | €725 | R134A | 1430 | Warmtepompboiler
KA22290 | Daikin | EKHHE260(P)CV37 | 0 | €725 | €725 | R134A | 1430 | Warmtepompboiler
KA22289 | Daikin | EKHHE200(P)CV37 | 0 | €725 | €725 | R134A | 1430 | Warmtepompboiler
KA20521 | Daikin | EKHHE260(P)CV3 | 0 | €725 | €725 | R134A | 1430 | Warmtepompboiler
KA20520 | Daikin | EKHHE200(P)CV3 | 0 | €725 | €725 | R134A | 1430 | Warmtepompboiler
KA26470 | Daikin | 4MWXM52A(9) + EKHWET90BV3 | 0 | €500 | €500 | R032 | 675 | Warmtepompboiler
KA30153 | Daikin | 5MWXM90A9 + EKHWET90BV3 | 0 | €500 | €500 | R032 | 675 | Warmtepompboiler
KA30152 | Daikin | 5MWXM90A9 + EKHWET120BV3 | 0 | €500 | €500 | R032 | 675 | Warmtepompboiler
KA30151 | Daikin | 5MWXM90A9 + CKHWS230BV3 | 0 | €725 | €725 | R032 | 675 | Warmtepompboiler
KA30150 | Daikin | 5MWXM90A9 + CKHWS180BV3 | 0 | €725 | €725 | R032 | 675 | Warmtepompboiler
KA30149 | Daikin | 5MWXM68A9 + EKHWET90BV3 | 0 | €500 | €500 | R032 | 675 | Warmtepompboiler
KA30148 | Daikin | 5MWXM68A9 + EKHWET120BV3 | 0 | €500 | €500 | R032 | 675 | Warmtepompboiler
KA30147 | Daikin | 5MWXM68A9 + CKHWS230BV3 | 0 | €725 | €725 | R032 | 675 | Warmtepompboiler
KA30146 | Daikin | 5MWXM68A9 + CKHWS180BV3 | 0 | €725 | €725 | R032 | 675 | Warmtepompboiler
KA13787 | Daikin | EKHH2E260AV3(3) | 0 | €725 | €725 | R134A | 1430 | Warmtepompboiler
KA13786 | Daikin | EKHH2E200AV3(3) | 0 | €725 | €725 | R134A | 1430 | Warmtepompboiler
KA24385 | Daikin | EKHWET120BV3 + 4MWXM52A(9) | 0 | €500 | €500 | R032 | 675 | Warmtepompboiler
KA30284 | DeWarmte | Pomp T - 300 L | 0 | €725 | €725 | R290 (Propaan) | 3 | Warmtepompboiler
KA29293 | DeWarmte | Pomp T - 200 L | 0 | €950 | €950 | R290 (Propaan) | 3 | Warmtepompboiler
KA26530 | Dimplex | Edel 270 water | 0 | €725 | €725 | R290 (Propaan) | 3 | Warmtepompboiler
KA26529 | Dimplex | Edel 200 water | 0 | €950 | €950 | R290 (Propaan) | 3 | Warmtepompboiler
KA26528 | Dimplex | Edel 150 water | 0 | €725 | €725 | R290 (Propaan) | 3 | Warmtepompboiler
KA17661 | Dimplex | Edel 270 AIR | 0 | €725 | €725 | R290 (Propaan) | 3 | Warmtepompboiler
KA17660 | Dimplex | Edel 200 AIR | 0 | €725 | €725 | R290 (Propaan) | 3 | Warmtepompboiler
KA17659 | Dimplex | Edel 150 AIR | 0 | €725 | €725 | R290 (Propaan) | 3 | Warmtepompboiler
KA17658 | Dimplex | Edel 100 AIR | 0 | €725 | €725 | R290 (Propaan) | 3 | Warmtepompboiler
KA31476 | Domusa Teknik | HYDREA 150 | 0 | €725 | €725 | R290 (Propaan) | 3 | Warmtepompboiler
KA31478 | Domusa Teknik | HYDREA 280 | 0 | €725 | €725 | R290 (Propaan) | 3 | Warmtepompboiler
KA31479 | Domusa Teknik | HYDREA 280 S | 0 | €725 | €725 | R290 (Propaan) | 3 | Warmtepompboiler
KA31477 | Domusa Teknik | HYDREA 200 | 0 | €725 | €725 | R290 (Propaan) | 3 | Warmtepompboiler
KA28843 | Durafy | B100 | 0 | €725 | €725 | R290 (Propaan) | 3 | Warmtepompboiler
KA16288 | Eldom | HPWH 150 | 0 | €500 | €500 | R134A | 1430 | Warmtepompboiler
KA16287 | Eldom | HPWH 120 | 0 | €500 | €500 | R134A | 1430 | Warmtepompboiler
KA25898 | Element (LMNT) | CK06-300E ( incl. zonnecollectorcoil) | 0 | €725 | €725 | R290 (Propaan) | 3 | Warmtepompboiler
KA25897 | Element (LMNT) | CK06-200 | 0 | €725 | €725 | R290 (Propaan) | 3 | Warmtepompboiler
KA30171 | Element (LMNT) | CK03-150 | 0 | €725 | €725 | R290 (Propaan) | 3 | Warmtepompboiler
KA30170 | Element (LMNT) | CK03-100 | 0 | €725 | €725 | R290 (Propaan) | 3 | Warmtepompboiler
KA28611 | Emmeti | EQ 3021 ES | 0 | €950 | €950 | R134A | 1430 | Warmtepompboiler
KA28610 | Emmeti | EQ 2021 | 0 | €950 | €950 | R134A | 1430 | Warmtepompboiler
KA20599 | Energie EST | Aquapura monobloc 300ix | 0 | €950 | €950 | R134A | 1430 | Warmtepompboiler
KA20598 | Energie EST | Aquapura monobloc 300i | 0 | €950 | €950 | R134A | 1430 | Warmtepompboiler
KA20597 | Energie EST | Aquapura monobloc 270ix | 0 | €950 | €950 | R134A | 1430 | Warmtepompboiler
KA20596 | Energie EST | Aquapura monobloc 270i | 0 | €950 | €950 | R134A | 1430 | Warmtepompboiler
KA20595 | Energie EST | Aquapura monobloc 200ix | 0 | €950 | €950 | R134A | 1430 | Warmtepompboiler
KA20594 | Energie EST | Aquapura monobloc 200i | 0 | €950 | €950 | R134A | 1430 | Warmtepompboiler
KA20593 | Energie EST | Aquapura monobloc 120 | 0 | €725 | €725 | R134A | 1430 | Warmtepompboiler
KA14772 | Energie EST | ECO500i | 0 | €725 | €725 | R134A | 1430 | Warmtepompboiler
KA04936 | Energie EST | ECO300is | 0 | €725 | €725 | R134A | 1430 | Warmtepompboiler
KA04935 | Energie EST | ECO300i | 0 | €725 | €725 | R134A | 1430 | Warmtepompboiler
KA13085 | Energie EST | ECO250i-TOP | 0 | €725 | €725 | R134A | 1430 | Warmtepompboiler
KA04931 | Energie EST | ECO250i | 0 | €725 | €725 | R134A | 1430 | Warmtepompboiler
KA30169 | Energy-Xchange | EX-300-TB2 | 0 | €725 | €725 | R290 (Propaan) | 3 | Warmtepompboiler
KA30168 | Energy-Xchange | EX-200-TB2 | 0 | €725 | €725 | R290 (Propaan) | 3 | Warmtepompboiler
KA30167 | Energy-Xchange | EX-100-GV2 | 0 | €725 | €725 | R290 (Propaan) | 3 | Warmtepompboiler
KA30166 | Energy-Xchange | EX-080-GV2 | 0 | €725 | €725 | R290 (Propaan) | 3 | Warmtepompboiler
KA17976 | Ferroli | EGEA 120 LT | 0 | €725 | €725 | R290 (Propaan) | 3 | Warmtepompboiler
KA17963 | Ferroli | EGEA 260 LT | 0 | €725 | €725 | R134A | 1430 | Warmtepompboiler
KA17955 | Ferroli | EGEA 260 LT-S | 0 | €725 | €725 | R134A | 1430 | Warmtepompboiler
KA13195 | Ferroli | AQUA 1 PLUS 260 LT | 0 | €725 | €725 | R134A | 1430 | Warmtepompboiler
KA13190 | Ferroli | AQUA 1 PLUS 90 HT | 0 | €725 | €725 | R134A | 1430 | Warmtepompboiler
KA17879 | Ferroli | EGEA 200 LT-S | 0 | €725 | €725 | R134A | 1430 | Warmtepompboiler
KA17865 | Ferroli | EGEA 90 LT | 0 | €725 | €725 | R290 (Propaan) | 3 | Warmtepompboiler
KA17851 | Ferroli | EGEA 200 LT | 0 | €725 | €725 | R134A | 1430 | Warmtepompboiler
KA13999 | GNC | Compact 180 | 0 | €725 | €725 | R290 (Propaan) | 3 | Warmtepompboiler
KA13998 | GNC | Compact 100 | 0 | €725 | €725 | R290 (Propaan) | 3 | Warmtepompboiler
KA28965 | GREE | GRS-1,5Pd/TD270ANpA-K | 0 | €725 | €725 | R290 (Propaan) | 3 | Warmtepompboiler
KA28964 | GREE | GRS-1,5Pd/TD200ANpA-K | 0 | €725 | €725 | R290 (Propaan) | 3 | Warmtepompboiler
KA27032 | Haier | HP80M5 | 0 | €725 | €725 | R134A | 1430 | Warmtepompboiler
KA27028 | Haier | HP150M5 | 0 | €500 | €500 | R134A | 1430 | Warmtepompboiler
KA27027 | Haier | HP110M5 | 0 | €725 | €725 | R134A | 1430 | Warmtepompboiler
KA13212 | Haier | HP250M3C | 0 | €725 | €725 | R134A | 1430 | Warmtepompboiler
KA13211 | Haier | HP250M3 | 0 | €725 | €725 | R134A | 1430 | Warmtepompboiler
KA13210 | Haier | HP200M3 | 0 | €725 | €725 | R134A | 1430 | Warmtepompboiler
KA28676 | Haier | HP80M8-9(GN) | 0 | €725 | €725 | R290 (Propaan) | 3 | Warmtepompboiler
KA28675 | Haier | HP250M7C-F9(GN) | 0 | €725 | €725 | R290 (Propaan) | 3 | Warmtepompboiler
KA28674 | Haier | HP250M7-F9(GN) | 0 | €725 | €725 | R290 (Propaan) | 3 | Warmtepompboiler
KA28673 | Haier | HP200M7C-F9(GN) | 0 | €725 | €725 | R290 (Propaan) | 3 | Warmtepompboiler
KA28672 | Haier | HP200M7-F9(GN) | 0 | €725 | €725 | R290 (Propaan) | 3 | Warmtepompboiler
KA28671 | Haier | HP150M8-9(GN) | 0 | €725 | €725 | R290 (Propaan) | 3 | Warmtepompboiler
KA28670 | Haier | HP110M8-9(GN) | 0 | €725 | €725 | R290 (Propaan) | 3 | Warmtepompboiler
KA24645 | Heatcomp | HC-WB300 | 0 | €725 | €725 | R290 (Propaan) | 3 | Warmtepompboiler
KA24644 | Heatcomp | HC-WB200 | 0 | €725 | €725 | R290 (Propaan) | 3 | Warmtepompboiler
KA15716 | Hewalex | PCWU 3,0 kW tapwater | 0 | €725 | €725 | R410A | 2088 | Warmtepompboiler
KA23834 | Hisense | Warmtepompboiler AH-300NH4GHB - 300L | 0 | €725 | €725 | R290 (Propaan) | 3 | Warmtepompboiler
KA23833 | Hisense | Warmtepompboiler AH-200NH4GHB - 200L | 0 | €725 | €725 | R290 (Propaan) | 3 | Warmtepompboiler
KA28954 | Hisense | Warmtepompboiler AH-250U4GBB00 - 250L | 0 | €725 | €725 | R290 (Propaan) | 3 | Warmtepompboiler
KA28953 | Hisense | Warmtepompboiler AH-200U4GAB00 - 200L | 0 | €725 | €725 | R290 (Propaan) | 3 | Warmtepompboiler
KA31626 | Hitachi | RAM-Y70N4HAE + TAW-270RHD | 0 | €725 | €725 | R032 | 675 | Warmtepompboiler
KA11808 | Hitachi | Yutempo 270L WP Boiler (TAW-270 + RAW-35) | 0 | €725 | €725 | R410A | 2088 | Warmtepompboiler
KA11807 | Hitachi | Yutempo 200L WP Boiler (TAW-190 + RAW-35) | 0 | €725 | €725 | R410A | 2088 | Warmtepompboiler
KA31625 | Hitachi | RAM-Y70N4HAE + TAW-190RHD | 0 | €725 | €725 | R032 | 675 | Warmtepompboiler
KA31624 | Hitachi | RAM-Y53N3HAE + TAW-270RHD | 0 | €725 | €725 | R032 | 675 | Warmtepompboiler
KA31623 | Hitachi | RAM-Y53N3HAE + TAW-190RHD | 0 | €725 | €725 | R032 | 675 | Warmtepompboiler
KA17973 | Hitachi | Multi Yutampo RAM-53/70-NYPxE + TAW270RHC | 0 | €725 | €725 | R032 | 675 | Warmtepompboiler
KA17893 | Hitachi | Multi Yutampo RAM-53/70-NYPxE + TAW190RHC | 0 | €725 | €725 | R032 | 675 | Warmtepompboiler
KA17821 | Hitachi | Multi Yutampo RAM-90NYP5E + TAW270RHC | 0 | €500 | €500 | R032 | 675 | Warmtepompboiler
KA28032 | House Heating | HH-100GV | 0 | €725 | €725 | R134A | 1430 | Warmtepompboiler
KA28031 | House Heating | HH-080GV | 0 | €725 | €725 | R134A | 1430 | Warmtepompboiler
KA28030 | House Heating | HH-060GV | 0 | €950 | €950 | R134A | 1430 | Warmtepompboiler
KA28799 | House Heating | HH-300TB2 | 0 | €725 | €725 | R290 (Propaan) | 3 | Warmtepompboiler
KA28798 | House Heating | HH-250TB2 | 0 | €725 | €725 | R290 (Propaan) | 3 | Warmtepompboiler
KA28797 | House Heating | HH-200TB2 | 0 | €725 | €725 | R290 (Propaan) | 3 | Warmtepompboiler
KA28796 | House Heating | HH-080GV2 | 0 | €725 | €725 | R290 (Propaan) | 3 | Warmtepompboiler
KA28795 | House Heating | HH 100GV2 | 0 | €725 | €725 | R290 (Propaan) | 3 | Warmtepompboiler
KA14571 | Immergas | Rapax 100 V2 | 0 | €725 | €725 | R134A | 1430 | Warmtepompboiler
KA19637 | Immergas | Rapax 300 V3 SOL | 0 | €725 | €725 | R513A | 631 | Warmtepompboiler
KA19636 | Immergas | Rapax 300 V3 | 0 | €725 | €725 | R513A | 631 | Warmtepompboiler
KA19635 | Immergas | Rapax 200 V3 SOL | 0 | €725 | €725 | R513A | 631 | Warmtepompboiler
KA19634 | Immergas | Rapax 200 V3 | 0 | €725 | €725 | R513A | 631 | Warmtepompboiler
KA30428 | Intuis | Edel Water 270 / 3 | 0 | €725 | €725 | R290 (Propaan) | 3 | Warmtepompboiler
KA30427 | Intuis | Edel Water 200 / 3 | 0 | €725 | €725 | R290 (Propaan) | 3 | Warmtepompboiler
KA30426 | Intuis | Edel Water 150 / 3 | 0 | €725 | €725 | R290 (Propaan) | 3 | Warmtepompboiler
KA28191 | Inventum | Ecoheat/Sunsmart Heat R290 260L | 0 | €725 | €725 | R290 (Propaan) | 3 | Warmtepompboiler
KA28190 | Inventum | Ecoheat/Sunsmart Heat R290 200L | 0 | €725 | €725 | R290 (Propaan) | 3 | Warmtepompboiler
KA28189 | Inventum | Ecoheat/sunsmart heat R290 160L | 0 | €725 | €725 | R290 (Propaan) | 3 | Warmtepompboiler
KA27799 | LG | WH27S.F5 | 0 | €725 | €725 | R134A | 1430 | Warmtepompboiler
KA31078 | LG | WH27STR2 | 0 | €725 | €725 | R134A | 1430 | Warmtepompboiler
KA31077 | LG | WH20STR2 | 0 | €725 | €725 | R134A | 1430 | Warmtepompboiler
KA31076 | LG | WH20ESF0 | 0 | €725 | €725 | R290 (Propaan) | 3 | Warmtepompboiler
KA31075 | LG | WH15ESF0 | 0 | €725 | €725 | R290 (Propaan) | 3 | Warmtepompboiler
KA31074 | LG | WH10ESF0 | 0 | €725 | €725 | R290 (Propaan) | 3 | Warmtepompboiler
KA19696 | LG | WH20S.F5 | 0 | €725 | €725 | R134A | 1430 | Warmtepompboiler
KA30165 | Lamborghini Caloreclima | DORA TECH 90 LT | 0 | €950 | €950 | R290 (Propaan) | 3 | Warmtepompboiler
KA30164 | Lamborghini Caloreclima | DORA TECH 260 LT-S | 0 | €725 | €725 | R134A | 1430 | Warmtepompboiler
KA30163 | Lamborghini Caloreclima | DORA TECH 260 LT | 0 | €725 | €725 | R134A | 1430 | Warmtepompboiler
KA30162 | Lamborghini Caloreclima | DORA TECH 200 LT-S | 0 | €725 | €725 | R134A | 1430 | Warmtepompboiler
KA30161 | Lamborghini Caloreclima | DORA TECH 200 LT | 0 | €725 | €725 | R134A | 1430 | Warmtepompboiler
KA30160 | Lamborghini Caloreclima | DORA TECH 120 LT | 0 | €725 | €725 | R290 (Propaan) | 3 | Warmtepompboiler
KA28213 | Masterwatt | Dynamis Monoblock warmtepompboiler 500i | 0 | €950 | €950 | R134A | 1430 | Warmtepompboiler
KA28212 | Masterwatt | Dynamis Monoblock warmtepompboiler 300i | 0 | €950 | €950 | R134A | 1430 | Warmtepompboiler
KA28211 | Masterwatt | Dynamis Monoblock warmtepompboiler 270i | 0 | €950 | €950 | R134A | 1430 | Warmtepompboiler
KA28210 | Masterwatt | Dynamis Monoblock warmtepompboiler 200i | 0 | €950 | €950 | R134A | 1430 | Warmtepompboiler
KA27341 | Masterwatt | Dynamis Monoblock warmtepompboiler 120l | 0 | €725 | €725 | R134A | 1430 | Warmtepompboiler
KA15479 | Metro Therm | Microbooster (P) met pomp | 0 | €950 | €950 | R134A | 1430 | Warmtepompboiler
KA15478 | Metro Therm | Microbooster (V) met klep | 0 | €950 | €950 | R134A | 1430 | Warmtepompboiler
KA12882 | Metro Therm | Metro Air Aqua 301s | 0 | €725 | €725 | R134A | 1430 | Warmtepompboiler
KA12881 | Metro Therm | Metro Air Aqua 301 | 0 | €725 | €725 | R134A | 1430 | Warmtepompboiler
KA12880 | Metro Therm | Metro Air Aqua 201s | 0 | €725 | €725 | R134A | 1430 | Warmtepompboiler
KA12879 | Metro Therm | Metro Air Aqua 201 | 0 | €725 | €725 | R134A | 1430 | Warmtepompboiler
KA11499 | Mitsubishi Electric | QAHV-N560YA-HPB(-BS) + WPS500-1 | 0 | €950 | €950 | R744 (CO2) | 1 | Warmtepompboiler
KA24527 | Mitsubishi Heavy Industries | ESA30EH2-25 | 0 | €500 | €500 | R744 (CO2) | 1 | Warmtepompboiler
KA27899 | NEUMANN | 300L | 0 | €725 | €725 | R290 (Propaan) | 3 | Warmtepompboiler
KA27898 | NEUMANN | 200L | 0 | €725 | €725 | R290 (Propaan) | 3 | Warmtepompboiler
KA14986 | NIBE | MT-MB21-019-FV-E | 0 | €950 | €950 | R134A | 1430 | Warmtepompboiler
KA14984 | NIBE | MT-MB21-019-F-E | 0 | €950 | €950 | R134A | 1430 | Warmtepompboiler
KA01486 | NIBE | F130 | 0 | €500 | €500 | R134A | 1430 | Warmtepompboiler
KA14985 | NIBE | MT-MB21-019-FS-E | 0 | €950 | €950 | R134A | 1430 | Warmtepompboiler
KA13227 | NIBE | MT-WH 21-026-FS | 0 | €725 | €725 | R134A | 1430 | Warmtepompboiler
KA13226 | NIBE | MT-WH 21-019-FS | 0 | €725 | €725 | R134A | 1430 | Warmtepompboiler
KA31627 | NUOVA | WPB275AG-MB(FS) | 0 | €725 | €725 | R290 (Propaan) | 3 | Warmtepompboiler
KA31481 | NUOVA | N-WPB190L | 0 | €950 | €950 | R290 (Propaan) | 3 | Warmtepompboiler
KA31480 | NUOVA | N-WPB100L | 0 | €950 | €950 | R290 (Propaan) | 3 | Warmtepompboiler
KA31313 | NUOVA | N-WPB150L | 0 | €725 | €725 | R290 (Propaan) | 3 | Warmtepompboiler
KA11826 | Nilan | Compact S | 0 | €725 | €725 | R134A | 1430 | Warmtepompboiler
KA11822 | Nilan | Compact P | 0 | €500 | €500 | R134A | 1430 | Warmtepompboiler
KA13605 | Orca Energija | ZSW-300-PLUS(2) | 0 | €725 | €725 | R134A | 1430 | Warmtepompboiler
KA13604 | Orca Energija | ZSW-300-PLUS(1) | 0 | €725 | €725 | R134A | 1430 | Warmtepompboiler
KA27901 | Outes | ecoTEC master AAb21R1/300E(*) | 0 | €725 | €725 | R134A | 1430 | Warmtepompboiler
KA27900 | Outes | ecoTEC master AAb21R1/200E(*) | 0 | €725 | €725 | R134A | 1430 | Warmtepompboiler
KA31629 | Outes | AAb15R1/300E | 0 | €725 | €725 | R134A | 1430 | Warmtepompboiler
KA31628 | Outes | AAb15R1/200E | 0 | €725 | €725 | R134A | 1430 | Warmtepompboiler
KA21760 | PHNIX | Nexus All-in One 300L R290 | 0 | €725 | €725 | R290 (Propaan) | 3 | Warmtepompboiler
KA30454 | Panasonic | P-DHW260CAE5 | 0 | €725 | €725 | R290 (Propaan) | 3 | Warmtepompboiler
KA30453 | Panasonic | P-DHW260AE5 | 0 | €725 | €725 | R290 (Propaan) | 3 | Warmtepompboiler
KA30452 | Panasonic | P-DHW200CAE5 | 0 | €725 | €725 | R290 (Propaan) | 3 | Warmtepompboiler
KA30451 | Panasonic | P-DHW200AE5 | 0 | €725 | €725 | R290 (Propaan) | 3 | Warmtepompboiler
KA29685 | Quatt | HeatCharger + HeatBattery XL | 0 | €725 | €725 | R290 (Propaan) | 3 | Warmtepompboiler
KA29684 | Quatt | HeatCharger + HeatBattery M | 0 | €725 | €725 | R290 (Propaan) | 3 | Warmtepompboiler
KA29683 | Quatt | HeatCharger + HeatBattery L | 0 | €950 | €950 | R290 (Propaan) | 3 | Warmtepompboiler
KA21199 | Remeha | Azorra Ace 250H | 0 | €725 | €725 | R290 (Propaan) | 3 | Warmtepompboiler
KA21198 | Remeha | Azorra Ace 250 | 0 | €725 | €725 | R290 (Propaan) | 3 | Warmtepompboiler
KA21197 | Remeha | Azorra Ace 200H | 0 | €725 | €725 | R290 (Propaan) | 3 | Warmtepompboiler
KA21196 | Remeha | Azorra Ace 200 | 0 | €725 | €725 | R290 (Propaan) | 3 | Warmtepompboiler
KA14116 | Remko | RBW 301 PV-S | 0 | €725 | €725 | R134A | 1430 | Warmtepompboiler
KA14115 | Remko | RBW 301 PV | 0 | €725 | €725 | R134A | 1430 | Warmtepompboiler
KA30922 | Sinclair | SWH-80P | 0 | €725 | €725 | R290 (Propaan) | 3 | Warmtepompboiler
KA30921 | Sinclair | SWH-300P | 0 | €725 | €725 | R290 (Propaan) | 3 | Warmtepompboiler
KA30920 | Sinclair | SWH-190P | 0 | €725 | €725 | R290 (Propaan) | 3 | Warmtepompboiler
KA30919 | Sinclair | SWH-150P | 0 | €725 | €725 | R290 (Propaan) | 3 | Warmtepompboiler
KA30918 | Sinclair | SWH-100P | 0 | €725 | €725 | R290 (Propaan) | 3 | Warmtepompboiler
KA24370 | Sinclair | SWH-300IRE2 | 0 | €725 | €725 | R134A | 1430 | Warmtepompboiler
KA24369 | Sinclair | SWH-190IRE2 | 0 | €725 | €725 | R134A | 1430 | Warmtepompboiler
KA31239 | SolarEast | YT-300TB2 | 0 | €725 | €725 | R290 (Propaan) | 3 | Warmtepompboiler
KA01633 | Stiebel-Eltron | WWK 301 Electronic Sol (233584) | 0 | €725 | €725 | R134A | 1430 | Warmtepompboiler
KA01632 | Stiebel-Eltron | WWK 301 Electronic (230950) | 0 | €725 | €725 | R134A | 1430 | Warmtepompboiler
KA01630 | Stiebel-Eltron | WWK 300 Electronic Sol (233583) | 0 | €725 | €725 | R134A | 1430 | Warmtepompboiler
KA01629 | Stiebel-Eltron | WWK 300 Electronic (231210) | 0 | €725 | €725 | R134A | 1430 | Warmtepompboiler
KA01626 | Stiebel-Eltron | WWK 221 Electronic (230949) | 0 | €725 | €725 | R134A | 1430 | Warmtepompboiler
KA01625 | Stiebel-Eltron | WWK 220 Electronic (231208) | 0 | €725 | €725 | R134A | 1430 | Warmtepompboiler
KA01622 | Stiebel-Eltron | LWA 252 (74264) | 0 | €725 | €725 | R134A | 1430 | Warmtepompboiler
KA01621 | Stiebel-Eltron | LWA 100 (221470) | 0 | €500 | €500 | R290 (Propaan) | 3 | Warmtepompboiler
KA29042 | Stiebel-Eltron | WWK-I 300 W Plus | 0 | €950 | €950 | R290 (Propaan) | 3 | Warmtepompboiler
KA29041 | Stiebel-Eltron | WWK-I 300 Plus | 0 | €950 | €950 | R290 (Propaan) | 3 | Warmtepompboiler
KA29040 | Stiebel-Eltron | WWK-I 200 Plus | 0 | €950 | €950 | R290 (Propaan) | 3 | Warmtepompboiler
KA29308 | TC Swiss | INN 80L | 0 | €725 | €725 | R290 (Propaan) | 3 | Warmtepompboiler
KA29307 | TC Swiss | INN 250L SC | 0 | €725 | €725 | R290 (Propaan) | 3 | Warmtepompboiler
KA29306 | TC Swiss | INN 250L | 0 | €725 | €725 | R290 (Propaan) | 3 | Warmtepompboiler
KA29305 | TC Swiss | INN 200L SC | 0 | €725 | €725 | R290 (Propaan) | 3 | Warmtepompboiler
KA29304 | TC Swiss | INN 200L | 0 | €725 | €725 | R290 (Propaan) | 3 | Warmtepompboiler
KA29303 | TC Swiss | INN 150L | 0 | €725 | €725 | R290 (Propaan) | 3 | Warmtepompboiler
KA29302 | TC Swiss | INN 110L | 0 | €725 | €725 | R290 (Propaan) | 3 | Warmtepompboiler
KA30955 | TCL | KZd40-RS25WF-T3 | 0 | €725 | €725 | R290 (Propaan) | 3 | Warmtepompboiler
KA30954 | TCL | KZd40-RS20WF-T3 | 0 | €725 | €725 | R290 (Propaan) | 3 | Warmtepompboiler
KA26520 | TIKI | DHWM C 300 | 0 | €950 | €950 | R134A | 1430 | Warmtepompboiler
KA26519 | TIKI | DHWM C 200 | 0 | €950 | €950 | R134A | 1430 | Warmtepompboiler
KA26518 | TIKI | DHWM 300 | 0 | €950 | €950 | R134A | 1430 | Warmtepompboiler
KA26517 | TIKI | DHWM 200 | 0 | €950 | €950 | R134A | 1430 | Warmtepompboiler
KA26516 | TIKI | DHW WR 120 | 0 | €950 | €950 | R134A | 1430 | Warmtepompboiler
KA26515 | TIKI | DHW W 200 | 0 | €950 | €950 | R1234ze | 7 | Warmtepompboiler
KA26514 | TIKI | DHW W 120 | 0 | €950 | €950 | R134A | 1430 | Warmtepompboiler
KA26513 | TIKI | DHW W 100 | 0 | €950 | €950 | R134A | 1430 | Warmtepompboiler
KA26512 | TIKI | DHW LT 80 | 0 | €725 | €725 | R134A | 1430 | Warmtepompboiler
KA26511 | TIKI | DHW LT 300 | 0 | €725 | €725 | R134A | 1430 | Warmtepompboiler
KA26510 | TIKI | DHW LT 200 | 0 | €725 | €725 | R134A | 1430 | Warmtepompboiler
KA26509 | TIKI | DHW LT 120 | 0 | €725 | €725 | R134A | 1430 | Warmtepompboiler
KA26508 | TIKI | DHW LT 100 | 0 | €725 | €725 | R134A | 1430 | Warmtepompboiler
KA26507 | TIKI | DHW CLT 300 | 0 | €725 | €725 | R134A | 1430 | Warmtepompboiler
KA26506 | TIKI | DHW CLT 200 | 0 | €725 | €725 | R134A | 1430 | Warmtepompboiler
KA26505 | TIKI | DHW 80 | 0 | €725 | €725 | R134A | 1430 | Warmtepompboiler
KA26504 | TIKI | DHW 120 | 0 | €725 | €725 | R134A | 1430 | Warmtepompboiler
KA26503 | TIKI | DHW 100 | 0 | €725 | €725 | R134A | 1430 | Warmtepompboiler
KA17433 | Tesy | HPWH 2.1 200 U02 | 0 | €725 | €725 | R134A | 1430 | Warmtepompboiler
KA17432 | Tesy | HPWH 2.1 200 U02 S | 0 | €725 | €725 | R134A | 1430 | Warmtepompboiler
KA17431 | Tesy | HPWH 2.1 260 U02 | 0 | €725 | €725 | R134A | 1430 | Warmtepompboiler
KA17430 | Tesy | HPWH 2.1 260 U02 S | 0 | €725 | €725 | R134A | 1430 | Warmtepompboiler
KA30446 | Tesy | HPWH 4.11 FS 260 U01 S | 0 | €725 | €725 | R290 (Propaan) | 3 | Warmtepompboiler
KA30445 | Tesy | HPWH 4.11 FS 260 U01 | 0 | €725 | €725 | R290 (Propaan) | 3 | Warmtepompboiler
KA30444 | Tesy | HPWH 4.11 FS 200 U01 S | 0 | €725 | €725 | R290 (Propaan) | 3 | Warmtepompboiler
KA30443 | Tesy | HPWH 4.11 FS 200 U01 | 0 | €725 | €725 | R290 (Propaan) | 3 | Warmtepompboiler
KA24529 | Tesy | HPWH 3.2 150 U01 | 0 | €725 | €725 | R513A | 631 | Warmtepompboiler
KA24528 | Tesy | HPWH 3.2 100 U01 | 0 | €725 | €725 | R513A | 631 | Warmtepompboiler
KA23458 | Tesy | HPWH 3.1 260 U 02 S | 0 | €725 | €725 | R513A | 631 | Warmtepompboiler
KA23457 | Tesy | HPWH 3.1 260 U 02 | 0 | €725 | €725 | R513A | 631 | Warmtepompboiler
KA23456 | Tesy | HPWH 3.1 200 U 02 S | 0 | €725 | €725 | R513A | 631 | Warmtepompboiler
KA23455 | Tesy | HPWH 3.1 200 U 02 | 0 | €725 | €725 | R513A | 631 | Warmtepompboiler
KA28975 | Thercon | SaniClim WS200MX/WO14RIX (A984034/WOXS034KQC2) | 0 | €725 | €725 | R032 | 675 | Warmtepompboiler
KA28974 | Thercon | SaniClim WS150MX/WO14RIX (A974052/WOXS034KQC2) | 0 | €725 | €725 | R032 | 675 | Warmtepompboiler
KA28973 | Thercon | SANI WS270VX / WO12RIX (A976044/WOYD030KPC) | 0 | €725 | €725 | R032 | 675 | Warmtepompboiler
KA28972 | Thercon | SANI WS200MX / WO12RIX (A984034/WOYD030KPC) | 0 | €725 | €725 | R032 | 675 | Warmtepompboiler
KA28971 | Thercon | SANI WS150MX / WO12RIX (A974052/WOYD030KPC) | 0 | €725 | €725 | R032 | 675 | Warmtepompboiler
KA15690 | Thermor | Aeromax Premium V4 270L | 0 | €725 | €725 | R513A | 631 | Warmtepompboiler
KA15689 | Thermor | Aeromax Premium V4 200L | 0 | €725 | €725 | R513A | 631 | Warmtepompboiler
KA27651 | Tosot | TO-TD270AN | 0 | €725 | €725 | R290 (Propaan) | 3 | Warmtepompboiler
KA27650 | Tosot | TO-TD200AN | 0 | €725 | €725 | R290 (Propaan) | 3 | Warmtepompboiler
KA29105 | Tulip Wise | Tulip Orion 300 | 0 | €725 | €725 | R290 (Propaan) | 3 | Warmtepompboiler
KA29104 | Tulip Wise | Tulip Orion 250 | 0 | €725 | €725 | R290 (Propaan) | 3 | Warmtepompboiler
KA29103 | Tulip Wise | Tulip Orion 200 | 0 | €725 | €725 | R290 (Propaan) | 3 | Warmtepompboiler
KA16276 | Vaillant | aroSTOR VWL BM 270/5 | 0 | €725 | €725 | R290 (Propaan) | 3 | Warmtepompboiler
KA16275 | Vaillant | aroSTOR VWL BM 200/5 | 0 | €725 | €725 | R290 (Propaan) | 3 | Warmtepompboiler
KA15382 | Vaillant | aroSTOR VWL B 270/5 | 0 | €725 | €725 | R290 (Propaan) | 3 | Warmtepompboiler
KA15381 | Vaillant | aroSTOR VWL B 200/5 | 0 | €725 | €725 | R290 (Propaan) | 3 | Warmtepompboiler
KA15172 | Vaillant | aroSTOR VWL B 150/5 | 0 | €725 | €725 | R290 (Propaan) | 3 | Warmtepompboiler
KA15171 | Vaillant | aroSTOR VWL B 100/5 | 0 | €725 | €725 | R290 (Propaan) | 3 | Warmtepompboiler
KA15170 | Vaillant | aroSTOR VWL B 80/5 | 0 | €725 | €725 | R290 (Propaan) | 3 | Warmtepompboiler
KA31248 | Vaillant | aroSTOR plus VWL BM 260/6 | 0 | €725 | €725 | R290 (Propaan) | 3 | Warmtepompboiler
KA31247 | Vaillant | aroSTOR plus VWL BM 200/6 | 0 | €725 | €725 | R290 (Propaan) | 3 | Warmtepompboiler
KA31246 | Vaillant | aroSTOR plus VWL B 260/6 | 0 | €725 | €725 | R290 (Propaan) | 3 | Warmtepompboiler
KA31245 | Vaillant | aroSTOR plus VWL B 200/6 | 0 | €725 | €725 | R290 (Propaan) | 3 | Warmtepompboiler
KA17990 | Viessmann | Vitocal 262-A T2W-ze | 0 | €725 | €725 | R1234ze | 7 | Warmtepompboiler
KA29287 | Viessmann | Vitocal 262-A, type T2H-R290 291 liter | 0 | €725 | €725 | R290 (Propaan) | 3 | Warmtepompboiler
KA29286 | Viessmann | Vitocal 262-A, type T2E-R290 298 liter | 0 | €725 | €725 | R290 (Propaan) | 3 | Warmtepompboiler
KA17962 | Viessmann | Vitocal 262-A T2E-ze/ T2H-ze | 0 | €725 | €725 | R1234ze | 7 | Warmtepompboiler
KA17918 | Viessmann | Vitocal 060-A 180L TOE | 0 | €725 | €725 | R1234ze | 7 | Warmtepompboiler
KA17841 | Viessmann | Vitocal 060-A 254L TOE | 0 | €725 | €725 | R1234ze | 7 | Warmtepompboiler
KA17834 | Viessmann | Vitocal 060-A 251L TOS | 0 | €725 | €725 | R1234ze | 7 | Warmtepompboiler
KA19543 | A.O. Smith | WWHB 40 | 39 | €8.775 | €8.775 | R134A | 1430 | Water-Water
KA20904 | Aermec | WWB300 | 46 | €9.825 | €9.825 | R134A | 1430 | Water-Water
KA20902 | Aermec | WRK-HL 0200 (WRK0200) | 63 | €12.375 | €12.375 | R410A | 2088 | Water-Water
KA20900 | Aermec | Venice30 | 16 | €5.100 | €5.100 | R407C | 1774 | Water-Water
KA30520 | Aermec | WRL101 | 42 | €9.225 | €9.225 | R410A | 2088 | Water-Water
KA21182 | Alpha Innotec | WZS 62K1MC | 7 | €4.200 | €4.200 | R410A | 2088 | Water-Water
KA21181 | Alpha Innotec | WZS 42K3MC | 6 | €4.200 | €4.200 | R410A | 2088 | Water-Water
KA28484 | Bosch | Compress 7800i LWF 12 (2024) | 13 | €4.875 | €4.875 | R410A | 2088 | Water-Water
KA30766 | Daikin | EWWQ033KCW1N | 47 | €9.750 | €9.750 | R410A | 2088 | Water-Water
KA30765 | Daikin | EWWQ025KCW1N | 36 | €8.325 | €8.325 | R410A | 2088 | Water-Water
KA30764 | Daikin | EWWQ014KCW1N | 20 | €5.925 | €5.925 | R410A | 2088 | Water-Water
KA28126 | Eneren | EKW122K | 67 | €12.975 | €12.975 | R134A | 1430 | Water-Water
KA31535 | Eneren | ENX017HL-R410A | 22 | €6.225 | €6.225 | R410A | 2088 | Water-Water
KA25456 | Euroklimat | HYDRA R290 15-1-1 | 22 | €6.225 | €6.225 | R290 (Propaan) | 3 | Water-Water
KA15756 | Heliotherm | HP12S16W-M-BC | 16 | €5.325 | €5.325 | R410A | 2088 | Water-Water
KA28077 | Itho Daalderop | 03-00719 WPU 18 C-5G | 2 | €4.425 | €4.425 | R134A | 1430 | Water-Water
KA28076 | Itho Daalderop | 03-00664 WPU 18 COE-5G | 2 | €4.425 | €4.425 | R134A | 1430 | Water-Water
KA28075 | Itho Daalderop | 03-00663 WPU 18E-5G | 2 | €4.425 | €4.425 | R134A | 1430 | Water-Water
KA28074 | Itho Daalderop | 03-00662 WPU 18KC-5G | 2 | €4.425 | €4.425 | R134A | 1430 | Water-Water
KA16887 | Itho Daalderop | WPU 75i - 5G | 8 | €4.425 | €4.425 | R134A | 1430 | Water-Water
KA16886 | Itho Daalderop | WPU 65i - 5G | 6 | €4.425 | €4.425 | R134A | 1430 | Water-Water
KA16507 | Itho Daalderop | WPU 45 KC 5G | 4 | €4.425 | €4.425 | R134A | 1430 | Water-Water
KA16506 | Itho Daalderop | WPU 35 KC 5G | 3 | €4.425 | €4.425 | R134A | 1430 | Water-Water
KA16505 | Itho Daalderop | WPU 25 KC 5G | 3 | €4.425 | €4.425 | R134A | 1430 | Water-Water
KA19557 | Itho Daalderop | WPU 75 E 5G | 7 | €4.425 | €4.425 | R134A | 1430 | Water-Water
KA19556 | Itho Daalderop | WPU 75 COE 5G | 7 | €4.425 | €4.425 | R134A | 1430 | Water-Water
KA19555 | Itho Daalderop | WPU 65 E 5G | 6 | €4.425 | €4.425 | R134A | 1430 | Water-Water
KA19553 | Itho Daalderop | WPU 55 E 5G | 5 | €4.425 | €4.425 | R134A | 1430 | Water-Water
KA19551 | Itho Daalderop | WPU 45 E 5G | 4 | €4.425 | €4.425 | R134A | 1430 | Water-Water
KA19550 | Itho Daalderop | WPU 45 COE 5G | 4 | €4.425 | €4.425 | R134A | 1430 | Water-Water
KA19549 | Itho Daalderop | WPU 35 E 5G | 4 | €4.425 | €4.425 | R134A | 1430 | Water-Water
KA19548 | Itho Daalderop | WPU 35 COE 5G | 4 | €4.425 | €4.425 | R134A | 1430 | Water-Water
KA18987 | Itho Daalderop | WPU 75 KC 5G | 7 | €4.425 | €4.425 | R134A | 1430 | Water-Water
KA18985 | Itho Daalderop | WPU 75 C 5G | 7 | €4.425 | €4.425 | R134A | 1430 | Water-Water
KA18984 | Itho Daalderop | WPU 65 KC 5G | 6 | €4.425 | €4.425 | R134A | 1430 | Water-Water
KA18982 | Itho Daalderop | WPU 65 C 5G | 6 | €4.425 | €4.425 | R134A | 1430 | Water-Water
KA13532 | Itho Daalderop | WPU 55c - 5G | 5 | €4.425 | €4.425 | R134A | 1430 | Water-Water
KA13531 | Itho Daalderop | WPU 55i - 5G | 5 | €4.425 | €4.425 | R134A | 1430 | Water-Water
KA13528 | Itho Daalderop | WPU 45i - 5G | 4 | €4.425 | €4.425 | R134A | 1430 | Water-Water
KA13526 | Itho Daalderop | WPU 35c - 5G | 3 | €4.425 | €4.425 | R134A | 1430 | Water-Water
KA13525 | Itho Daalderop | WPU 35i - 5G | 3 | €4.425 | €4.425 | R410A | 2088 | Water-Water
KA27730 | Keyter | KZV 2035 Q | 34 | €8.025 | €8.025 | R134A | 1430 | Water-Water
KA06783 | Kleventa | AHP40 | 32 | €7.725 | €7.725 | R407C | 1774 | Water-Water
KA21195 | M-TEC | UrbanECO Compact 26 (W/W) | 9 | €4.425 | €4.425 | R410A | 2088 | Water-Water
KA23187 | M-TEC | RuralECO WPS1052 (W/W) | 52 | €10.725 | €10.725 | R410A | 2088 | Water-Water
KA23186 | M-TEC | RuralECO WPS1036 (W/W) | 44 | €9.525 | €9.525 | R410A | 2088 | Water-Water
KA22906 | Metro Therm | Metro delta PA-P-PVT | 4 | €4.425 | €4.425 | R290 (Propaan) | 3 | Water-Water
KA21066 | NIBE | F1153-4(PC) (W/W) | 5 | €4.425 | €4.425 | R407C | 1774 | Water-Water
KA21065 | NIBE | F1253-4(PC) (W/W) | 5 | €4.425 | €4.425 | R407C | 1774 | Water-Water
KA09379 | NIBE | F1255-16 (W/W) | 19 | €5.775 | €5.775 | R407C | 1774 | Water-Water
KA09378 | NIBE | F1255-12 (W/W) | 14 | €5.025 | €5.025 | R407C | 1774 | Water-Water
KA09377 | NIBE | F1255-6 (PC) | 7 | €4.425 | €4.425 | R407C | 1774 | Water-Water
KA09376 | NIBE | F1155-16 (W/W) | 19 | €5.775 | €5.775 | R407C | 1774 | Water-Water
KA09375 | NIBE | F1155-12 (W/W) | 14 | €5.025 | €5.025 | R407C | 1774 | Water-Water
KA09374 | NIBE | F1155-6 (PC) (W/W) | 7 | €4.425 | €4.425 | R407C | 1774 | Water-Water
KA21788 | ProCalor | PROGH8 | 8 | €4.425 | €4.425 | R410A | 2088 | Water-Water
KA29852 | ProCalor | ProGH6-32DC | 7 | €4.425 | €4.425 | R032 | 675 | Water-Water
KA29851 | ProCalor | ProGH10-32DC | 10 | €4.425 | €4.425 | R032 | 675 | Water-Water
KA23345 | Qvantum | Q65VS (R407C) | 60 | €11.925 | €11.925 | R407C | 1774 | Water-Water
KA27282 | Rhoss | TOHETL 170 | 38 | €8.625 | €8.625 | R513A | 631 | Water-Water
KA28847 | SPRSUN | CGS-12 | 13 | €4.875 | €4.875 | R410A | 2088 | Water-Water
KA28177 | TEON | T30 | 30 | €7.200 | €7.200 | R600A (Isobutaan) | 3 | Water-Water
KA29833 | TEON | T60 W | 54 | €10.800 | €10.800 | R600A (Isobutaan) | 3 | Water-Water
KA28042 | Thermia | Calibra Eco Cool 8 400V WW | 7 | €4.425 | €4.425 | R452B | 675 | Water-Water
KA21112 | Thermia | Calibra Eco Duo16 | 16 | €5.325 | €5.325 | R452B | 675 | Water-Water
KA21106 | Thermia | Calibra 7 Cool | 7 | €4.425 | €4.425 | R452B | 675 | Water-Water
KA29632 | Trane | CXWF 013 S - R454B | 66 | €12.825 | €12.825 | R454B | 466 | Water-Water
KA29631 | Trane | CXWF 013 L - R454B | 66 | €12.825 | €12.825 | R454B | 466 | Water-Water
KA29630 | Trane | CXWF 013 - R454B | 66 | €12.825 | €12.825 | R454B | 466 | Water-Water
KA21932 | Triple Solar | PVT warmtepomp 3KW | 4 | €4.425 | €4.425 | R290 (Propaan) | 3 | Water-Water
KA01663 | Vaillant | flexoTHERM VWF 197/4 + VWW 19/4 SI (0010016681) | 27 | €6.750 | €6.750 | R410A | 2088 | Water-Water
KA01654 | Vaillant | flexoTHERM VWF 87/4 + VWW 11/4 SI (0010016678) | 12 | €4.725 | €4.725 | R410A | 2088 | Water-Water
KA01645 | Vaillant | flexoCOMPACT VWF 88/4 + VWW 11/4 SI (0010016683) | 12 | €4.725 | €4.725 | R410A | 2088 | Water-Water
KA27229 | Waterkotte | EcoTouch 5068.5 DT (W/W) | 67 | €12.975 | €12.975 | R410A | 2088 | Water-Water
KA04335 | Waterkotte | Eco Touch DS 5023.5 Ai NC (W/W) | 21 | €6.075 | €6.075 | R410A | 2088 | Water-Water
KA04307 | Waterkotte | Eco Touch Ai1 Geo 5008.5 (W/W) | 10 | €4.425 | €4.425 | R410A | 2088 | Water-Water